{"text_format":"1","workbook":"xlsx","n_sheets":8,"sheets":["FlexPCN","RigidPCN","Form5010","DataParse","FlexChart","RigidChart","FlexRigidEqns","Guidance"],"not_rendered":{"charts":6,"images":5,"macros":1,"external_links":1,"defined_names":99,"comments":0,"pivot_tables":0},"unopened":[],"bounds":{"document_bytes":16777216,"sheet_cells":100000,"rows_first":2000,"rows_last":500,"rows_between":2000,"halvings":0,"cell_chars":16384,"cell_head_chars":4096},"cells_cut":0,"cells_raw":0,"read":"whole","date_system":"1900"}

{"sheet":"FlexPCN","index":0,"n_rows":43,"n_cols":40,"rows_kept":43,"cut":false,"hidden":false,"merged":[[21,14,21,17],[13,3,13,5],[15,3,15,5],[1,5,4,5],[1,0,1,3],[20,5,22,7],[1,6,4,7],[13,12,13,13],[17,6,17,7],[18,6,18,7]]}
[null,null,null,null,null,null,null,null,null,null,null,null,null,null,null,null,null,null,null,null,null,null,null,null,"_"]
["Reference Guidance AC 150/5335-5C App B",null,null,null,null,"Existing Flexible Pavement Layers","  ENTER  Existing Layer Thickness",null,"Convert","Converted","Convert","HMA, Base","<100kip>?",null,null,null,null,0,null,null,null,null,null,null,"_"]
[null,"Fig. A2-2",null,"Figs.A2-1&2",null,null,null,null,{"$f":"\">= \"&B5","v":">= P-209"},{"$f":"\">=\"&B5&\" and\"","v":">=P-209 and"},"All Layers",{"$f":"B20&H12&\",\"&B21&H12","v":"3in.,6in."},"Convert",null,null,null,null,null,null,null,null,null,null,null,"_"]
["Flexible Pavement","Convert to",null,"Convert to",null,null,null,null,"to",{"$f":"\"< \"&B5&\" to\"","v":"< P-209 to"},"Directly to","Based on","All to",null,null,null,null,null,null,null,null,null,null,null,"_",{"$f":"F18","v":"Airport   Loc_ID"},"LOC ID",null,null,null,null,null,{"$f":"Z4","v":"Airport   Loc_ID"},null,null,null,null,null,null,{"$f":"AG4","v":"Airport   Loc_ID"}]
["Structure Items",{"$f":"LEFT(F9,5)","v":"P-209"},null,{"$f":"LEFT(F12,5)","v":"P-154"},null,null,null,null,{"$f":"B5","v":"P-209"},{"$f":"D5","v":"P-154"},{"$f":"D5","v":"P-154"},"ref. section","Req'd",null,null,null,null,"layer","t","dim.",null,null,null,null,"_",{"$f":"G18","v":"Pavement ID"},"GA RW",null,null,null,null,null,{"$f":"Z5","v":"Pavement ID"},null,null,null,null,null,null,{"$f":"AG5","v":"Pavement ID"}]
["P-401/3 P 403",1.6,null,"n/a",null,{"$f":"LEFT(A6,7)","v":"P-401/3"},4,"in.",{"$f":"G6*B6","v":6.4},{"$f":"IF(I6>0,\"\",\"\")","v":""},{"$f":"G6*D6","v":{"$error":"#VALUE!"}},{"$f":"IF(D13,B20*D6,B20*B6*D9)","v":6.7200000000000006},{"$f":"IF(L12-L6>0,L12-L6,L12)","v":16.64},null,null,null,{"$f":"IF(G6>0,IF($S$14>0,FIXED(G6,$W$14)&\" (\"&B$5&\" \"&FIXED(B6,1)&\")\",FIXED(G6,$W$14,TRUE)&\" (\"&B$5&\" \"&FIXED(B6,1,TRUE)&\" (\"&D$5&\" \"&FIXED(D6,TRUE)&\")\"),\"\")","v":"4.0 (P-209 1.6)"},{"$f":"F6","v":"P-401/3"},{"$f":"IF(U6=\"in.\",1,2)","v":1},10,"in.",{"$f":"IF(S$14>S6,T6*25.4,IF(S$14<S6,T6/25.4,T6))","v":10},{"$f":"R$14","v":"in."},null,"_",{"$f":"A6","v":"P-401/3 P 403"},"4.0 (P-209 1.6)",null,null,null,null,null,"P-401/3 P 403",null,null,null,null,null,null,"P-401/3 P 403"]
["P-306  ECONOCRTE",1.2,null,"n/a",null,"P-306  ",0,"in.",{"$f":"G7*B7","v":0},{"$f":"IF(I7>0,\"\",\"\")","v":""},{"$error":"#VALUE!"},"COMFAA HMA t",{"$f":"IF(M6>0,B20,B20*M6/L6)","v":3},null,null,null,{"$f":"IF(G7>0,IF($S$14>0,FIXED(G7,$W$14)&\" (\"&B$5&\" \"&FIXED(B7,1)&\")\",FIXED(G7,$W$14,TRUE)&\" (\"&B$5&\" \"&FIXED(B7,1,TRUE)&\" (\"&D$5&\" \"&FIXED(D7,TRUE)&\")\"),\"\")","v":""},"P-306  ",{"$f":"IF(U7=\"in.\",1,2)","v":1},0,"in.",0,{"$f":"R$14","v":"in."},null,"_",{"$f":"A7","v":"P-306  ECONOCRTE"},"",null,null,null,null,null,"P-306  ECONOCRTE",null,null,null,null,null,null,"P-306  ECONOCRTE"]
["P-304  CEM. TRTD",1.2,null,"n/a",null,"P-304  ",0,"in.",{"$f":"G8*B8","v":0},{"$f":"IF(I8>0,\"\",\"\")","v":""},{"$error":"#VALUE!"},null,null,{"$f":"I6/(L6+0.001)","v":0.9522392501115905},null,null,{"$f":"IF(G8>0,IF($S$14>0,FIXED(G8,$W$14)&\" (\"&B$5&\" \"&FIXED(B8,1)&\")\",FIXED(G8,$W$14,TRUE)&\" (\"&B$5&\" \"&FIXED(B8,1,TRUE)&\" (\"&D$5&\" \"&FIXED(D8,TRUE)&\")\"),\"\")","v":""},"P-304  ",1,0,"in.",0,"in.",null,"_","P-304  CEM. TRTD","",null,null,null,null,null,"P-304  CEM. TRTD",null,null,null,null,null,null,"P-304  CEM. TRTD"]
["P-209  Cr AGG",1,null,1.4,null,"P-209  ",6,"in.",{"$f":"G9*B9","v":6},{"$f":"I13*D9","v":17.36},8.3999999999999986,{"$f":"IF(D13,B21*D9,B21*B9*D9)","v":8.3999999999999986},{"$f":"IF(M6-L9>0,M6-L9,M6/L9*L9)","v":8.240000000000002},null,null,null,{"$f":"IF(G9>0,IF($S$14>0,FIXED(G9,$W$14)&\" (\"&D$5&\" \"&FIXED(D9,1)&\")\",FIXED(G9,$W$14)&\" (\"&B$5&\" \"&FIXED(B9,1,TRUE)&\" (\"&D$5&\" \"&FIXED(D9,TRUE)&\")\"),\"\")","v":"6.0 (P-154 1.4)"},"P-209  ",1,13.6,"in.",13.6,"in.",null,"_","P-209  Cr AGG","6.0 (P-154 1.4)",null,null,null,null,null,"P-209  Cr AGG",null,null,null,null,null,null,"P-209  Cr AGG"]
["P-208  Agg, P-211",1,null,1.2,null,"P-208  ",0,"in.",{"$f":"G10*B10","v":0},{"$f":"IF(I10>0,\"\",\"\")","v":""},0,"COMFAA Base t",{"$f":"IF(M6-L9>0,B21,B21*M9/L9)","v":6},null,null,null,{"$f":"IF(G10>0,IF($S$14>0,FIXED(G10,$W$14)&\" (\"&D$5&\" \"&FIXED(D10,1)&\")\",FIXED(G10,$W$14)&\" (\"&B$5&\" \"&FIXED(B10,1,TRUE)&\" (\"&D$5&\" \"&FIXED(D10,TRUE)&\")\"),\"\")","v":""},"P-208  ",1,0,"in.",0,"in.",null,"_","P-208  Agg, P-211","",null,null,null,null,null,"P-208  Agg, P-211",null,null,null,null,null,null,"P-208  Agg, P-211"]
["P-301  SOIL-CEM.","n/a",null,1.2,null,"P-301  ",0,"in.","n/a",{"$f":"G11*D11","v":0},0,"COMFAA Subbase t",{"$f":"IF(M10=B21,M9,0)","v":8.240000000000002},"Max.GW",null,null,{"$f":"IF(G11>0,IF($S$14>0,FIXED(G11,$W$14)&\" (\"&D$5&\" \"&FIXED(D11,1)&\")\",FIXED(G11,$W$14)&\" (\"&B$5&\" \"&FIXED(B11,1,TRUE)&\" (\"&D$5&\" \"&FIXED(D11,TRUE)&\")\"),\"\")","v":""},"P-301  ",1,0,"in.",0,"in.",null,"_","P-301  SOIL-CEM.","",null,null,null,null,null,"P-301  SOIL-CEM.",null,null,null,null,null,null,"P-301  SOIL-CEM."]
["P-154  Subbase","n/a",null,1,null,"P-154  ",6,"in.","n/a",{"$f":"G12*D12","v":6},{"$f":"G12*D12","v":6},{"$f":"IF(D13,K13,J13)","v":23.36},null,{"$f":"IF(F13=FALSE,FIXED(D12,1)&\" to 1 Quality\",\"Same Quality\")","v":"1.0 to 1 Quality"},null,null,{"$f":"IF(G12>0,IF($S$14>0,FIXED(G12,$W$14),\"\"))","v":"6.0"},"P-154  ",1,0,"in.",0,"in.",null,"_","P-154  Subbase","6.0",null,null,null,null,null,"P-154  Subbase",null,null,null,null,null,null,"P-154  Subbase"]
[null,null,null,null,null,null,0,0,{"$f":"SUMIF($G$6:$G$12,\">0\",I6:I12)","v":12.4},{"$f":"SUM($J$9:$J$11,$J$12)","v":23.36},{"$f":"SUM($K$6:$K$12)","v":{"$error":"#VALUE!"}},{"$f":"IF(D13,D5&\" Direct\",B5&\" to \"&D5)","v":"P-209 to P-154"},null,null,null,null,{"$f":"IF(H12=\"mm\",\"Metric\",\"English\")","v":"English"},"Metric/English",2,0,0,0,{"$f":"U13","v":0},null,"_",{"$f":"\"Units\"","v":"Units"},"English",null,null,null,null,null,"Units",null,null,null,null,null,null,"Units"]
[{"$f":"IF(S13=1,\"Equivalent Thickness, in.\",\"Equivalent Thickness, mm\")","v":"Equivalent Thickness, mm"},null,null,{"$f":"\"Subgrade CBR...\"","v":"Subgrade CBR..."},null,null,4,1,null,null,null,"Total COMFAA t",{"$f":"M7+M10+M11","v":17.240000000000002},null,null,null,{"$f":"G14","v":4},{"$f":"IF(S14=1,\"in.\",\"mm\")","v":"in."},1,9,1,{"$f":"T14","v":9},{"$f":"IF(S14=2,0,1)","v":1},null,"_","COMFAA CBR",4,null,null,null,null,null,"COMFAA CBR",null,null,null,null,null,null,"COMFAA CBR"]
[{"$f":"F6","v":"P-401/3"},{"$f":"M7","v":3},null,null,null,null,null,null,null,null,null,null,null,null,null,null,{"$f":"FIXED(M14,1)&\" \"&H12","v":"17.2 in."},"English/Metric",null,2.9999999999999996,{"$f":"IF(S$14>S11,T15*25.4,IF(S$14<S11,T15/25.4,T15))","v":2.9999999999999996},null,{"$f":"R$14","v":"in."},null,"_","COMFAA Thickness","17.2 in.",null,null,null,null,null,"COMFAA Thickness",null,null,null,null,null,null,"COMFAA Thickness"]
[{"$f":"F9","v":"P-209  "},{"$f":"M10","v":6},null,null,null,null,null,null,null,null,null,null,null,null,null,null,{"$f":"L13","v":"P-209 to P-154"},"Evaluation CBR =  ",null,5.9999999999999991,{"$f":"IF(S$14>S12,T16*25.4,IF(S$14<S12,T16/25.4,T16))","v":5.9999999999999991},null,{"$f":"R$14","v":"in."},null,"_"]
[{"$f":"F12","v":"P-154  "},{"$f":"M11","v":8.240000000000002},null,null,null,null,null,null,null,null,null,null,null,null,null,null,{"$f":"N12","v":"1.0 to 1 Quality"},"Evaluation thickness t =  ",null,null,null,null,null,null,"_"]
["Total",{"$f":"SUM(B15:B17)","v":17.240000000000002},null,null,null,"Airport   Loc_ID","Pavement ID",null,null,null,null,null,null,null,null,null,null,"Recommended PCN Codes: ",null,"Y","X"]
["ENTER Ref.Section Requirements",null,null,null,null,"LOC ID","GA RW",null,null,null,null,null,null,null,"COMFAA Inputs",null,null,{"$f":"IF($G$14<=4,$R$18&\"F/D/\",IF(AND($G$14>4,$G$14<=8),$R$18&\"F/C/\",IF(AND($G$14>8,$G$14<=13),$R$18&\"F/B/\",IF($G$14>=13,$R$18&\"F/A/\",\"Error\"))))","v":"Recommended PCN Codes: F/D/"},{"$f":"IF(S14=1,\"in.\",\"cm\")","v":"in."},{"$f":"B21&\" in.\"","v":"6 in."},{"$f":"IF(S13=1,6,150)","v":150}]
[{"$f":"LEFT(F6,5)&\" reference t\"","v":"P-401 reference t"},3,null,{"$f":"H12","v":"in."},null,"Project Details",null,null,null,null,null,null,null,null,{"$f":"R17&FIXED(M14,IF(S14=1,1,0))&\" \"&H12","v":"Evaluation thickness t =  17.2 in."},null,null,null,false]
[{"$f":"LEFT(F9,5)&\" reference t\"","v":"P-209 reference t"},6,null,{"$f":"D20","v":"in."},null,"Examples",null,null,null,null,null,null,null,null,{"$f":"R16&FIXED(G14,1)","v":"Evaluation CBR =  4.0"},null,null,null,1]
[null,null,null,null,null,null,null,null,null,null,null,null,null,null,{"$f":"IF(N8<0.5,R19&T18,R19&U18)","v":"Recommended PCN Codes: F/D/X"}]
[]
[null,null,null,null,null,null,null,null,null,null,null,null,null,null,null,null,null,"Equivalency Fctors",3,"CBR<4","D"]
[null,null,null,null,null,null,null,null,null,null,null,null,null,null,null,null,null,0.7,null,"P209",{"$f":"U26&W15","v":"Fdepth  from  Surface,  in."}]
[null,null,null,null,null,null,null,null,null,null,null,null,null,null,null,null,null,0.8,null,{"$f":"B6","v":1.6},"Fdepth  from  Surface,  "]
[null,null,null,null,null,null,null,null,null,null,null,null,null,null,null,null,null,0.9,null,{"$f":"B7","v":1.2}]
[null,null,null,null,null,null,null,null,null,null,null,null,null,null,null,null,null,1,null,{"$f":"B8","v":1.2},"faa recommend",null,"FAA Std","Alt Std"]
[null,null,null,null,null,null,null,null,null,null,null,null,null,null,null,null,null,1.1000000000000001,null,{"$f":"B9","v":1},"2base",null,"2base","2base"]
[null,null,null,null,null,null,null,null,null,null,null,null,null,null,null,null,null,1.2,null,null,{"$f":"IF(S$20,W30,X30)","v":1.5},null,{"$f":"Guidance!K5","v":1.6},{"$f":"Guidance!L5","v":1.5},null,null,null,null,null,null,null,"Chart info"]
[null,null,null,null,null,null,null,null,null,null,null,null,null,null,null,null,null,1.3,null,null,{"$f":"IF(S$20,W31,X31)","v":1.1000000000000001},null,{"$f":"Guidance!K6","v":1.2},{"$f":"Guidance!L6","v":1.1000000000000001},null,null,null,null,null,null,null,null,{"$f":"IF(AG34=0,\"N/A\",LEFT(F6,5))","v":"P-401"},{"$f":"IF(AH33=\"\",\"\",LEFT(F7,5))","v":""},{"$f":"IF(AI33=\"\",\"\",LEFT(F8,5))","v":""},{"$f":"IF(AJ34=0,\"N/A\",LEFT(F9,5))","v":"P-209"},{"$f":"IF(AK33=\"\",\"\",LEFT(F10,5))","v":""},{"$f":"IF(AL33=\"\",\"\",LEFT(F11,5))","v":""},{"$f":"IF(AM34=0,\"N/A\",LEFT(F12,5))","v":"P-154"},{"$f":"\"Subgrade CBR \"&FIXED(G14,1)","v":"Subgrade CBR 4.0"}]
[null,null,null,null,null,null,null,null,null,null,null,null,null,null,null,null,null,1.4,null,null,{"$f":"IF(S$20,W32,X32)","v":1.1000000000000001},null,{"$f":"Guidance!K7","v":1.2},{"$f":"Guidance!L7","v":1.1000000000000001},null,null,null,null,null,null,null,null,{"$f":"IF(B17>=0, \"HMA\",\"N/A\")","v":"HMA"},{"$f":"IF(AH33=\"\",\"\",AH31)","v":""},{"$f":"IF(AI33=\"\",\"\",AI31)","v":""},{"$f":"IF(B17>=0, \"Base\",\"N/A\")","v":"Base"},{"$f":"IF(AK33=\"\",\"\",AK31)","v":""},{"$f":"IF(AL33=\"\",\"\",AL31)","v":""},{"$f":"IF(B17>=0, \"Subbase\",\"N/A\")","v":"Subbase"},{"$f":"\"Subgrade CBR \"&FIXED(G14,1)","v":"Subgrade CBR 4.0"}]
[null,null,null,null,null,null,null,null,null,null,null,null,null,null,null,null,null,1.5,null,null,{"$f":"IF(S$20,W33,X33)","v":1},null,{"$f":"Guidance!K8","v":1},{"$f":"Guidance!L8","v":1},null,null,null,null,null,null,null,"Existing Pavement",{"$f":"IF($G6=0,0.001,$G6)","v":4},{"$f":"IF($G7=0,\"\",$G7)","v":""},{"$f":"IF($G8=0,\"\",$G8)","v":""},{"$f":"IF($G9=0,0.001,$G9)","v":6},{"$f":"IF($G10=0,\"\",$G10)","v":""},{"$f":"IF($G11=0,\"\",$G11)","v":""},{"$f":"IF($G12=0,0.001,$G12)","v":6},{"$f":"IF(S14=1,10,125)","v":10}]
[null,null,null,null,null,null,null,null,null,null,null,null,null,null,null,null,null,1.6,null,null,{"$f":"IF(S$20,W34,X34)","v":1},null,{"$f":"Guidance!K9","v":1},{"$f":"Guidance!L9","v":1},null,null,null,null,null,null,null,{"$f":"IF(B17>=0,\"Equivalent Pavement\",\"No Reference Pavement\")","v":"Equivalent Pavement"},{"$f":"M7","v":3},null,null,{"$f":"M10","v":6},null,null,{"$f":"M11","v":8.240000000000002},{"$f":"IF(S14=1,1,25)","v":1}]
[null,null,null,null,null,null,null,null,null,null,null,null,null,null,null,null,null,1.7,null,null,"base2subbase",null,"base2subbase","base2subbase",null,null,null,null,null,null,null,{"$f":"M14+AN33+AN34","v":28.240000000000002},{"$f":"total","v":28.240000000000002},null,null,1]
[null,null,null,null,null,null,null,null,null,null,null,null,null,null,null,null,null,1.8,null,null,{"$f":"IF(S$20,W36,X36)","v":1.3},null,{"$f":"Guidance!K11","v":1.4},{"$f":"Guidance!L11","v":1.3}]
[null,null,null,null,null,null,null,null,null,null,null,null,null,null,null,null,null,1.9,null,null,{"$f":"IF(S$20,W37,X37)","v":1.1000000000000001},null,{"$f":"Guidance!K12","v":1.2},{"$f":"Guidance!L12","v":1.1000000000000001}]
[null,null,null,null,null,null,null,null,null,null,null,null,null,null,null,null,null,2,null,null,{"$f":"IF(S$20,W38,X38)","v":1.1000000000000001},null,{"$f":"Guidance!K13","v":1.2},{"$f":"Guidance!L13","v":1.1000000000000001}]
[null,null,null,null,null,null,null,null,null,null,null,null,null,null,null,null,null,2.1,null,null,{"$f":"IF(S$20,W39,X39)","v":1},null,{"$f":"Guidance!K14","v":1},{"$f":"Guidance!L14","v":1}]
[null,null,null,null,null,null,null,null,null,null,null,null,null,null,null,null,null,2.2000000000000002]
[null,null,null,null,null,null,null,null,null,null,null,null,null,null,null,null,null,2.2999999999999998]
[null,null,null,null,null,null,null,null,null,null,null,null,null,null,null,null,null,2.4]
[null,null,null,null,null,null,null,null,null,null,null,null,null,null,null,null,null,2.5]

{"sheet":"RigidPCN","index":1,"n_rows":65,"n_cols":49,"rows_kept":65,"cut":false,"hidden":false,"merged":[[21,0,22,0],[6,0,8,0],[9,0,12,0],[0,0,2,0],[3,8,4,8],[0,3,1,3],[5,8,6,8],[0,7,2,7],[0,8,2,8],[0,4,2,5]]}
["Ref. AC 150/5335-5C Appendix B Rigid Pavement Structure Items",null,null,"Existing Rigid Pavement Layers","  ENTER  Existing Layer Thickness",null,null,"Evaluation Layer Thickness","Improved\\ k-value"]
[null,null,null,null,null,null,null,null,null,null,null,null,null,null,null,null,null,0,null,null,null,null,null,{"$f":"D24","v":"Enter LOC-ID"},null,null,"_",{"$f":"D23","v":"Arpt LOC-ID"},null,null,null,null,null,null,{"$f":"$AB2","v":"Arpt LOC-ID"},null,null,null,null,null,null,{"$f":"AI2","v":"Arpt LOC-ID"}]
[null,null,null,null,null,null,null,null,null,null,null,null,null,null,"layer","Units",null,null,null,null,null,null,null,{"$f":"D27","v":"Enter Pave ID"},null,null,"_",{"$f":"D26","v":"Pavement ID"},null,null,null,null,null,null,"Pavement ID",null,null,null,null,null,null,{"$f":"AI3","v":"Pavement ID"}]
["Figure A2-7",null,null,"P-401 Overlay(s)",0,"in./2.5",null,{"$f":"E4/(2.3+M34/10)","v":0},{"$f":"\"Overlay to \"&D5&\", \"&FIXED((2.3+M34/10),1)&\" to 1\"","v":"Overlay to P-501, 2.5 to 1"},null,null,null,null,null,{"$f":"D4","v":"P-401 Overlay(s)"},{"$f":"IF(LEFT(T4,2)=\"in\",1,2)","v":2},null,null,0,"mm/2.5",{"$f":"IF(P$16>P4,S4*25.4,IF(P$16<P4,S4/25.4,S4))","v":0},{"$f":"T$16&\"/\"&(2.3+M34/10)","v":"in./2.5"},null,{"$f":"FIXED(E4,1)&\" \"&V4","v":"0.0 in./2.5"},null,null,"_",{"$f":"D4","v":"P-401 Overlay(s)"},null,null,null,null,null,null,"P-401 Overlay(s)",null,null,null,null,null,null,"P-401 Overlay(s)"]
["Rigid Pavement Thickness",null,null,"P-501",13,"in.",null,{"$f":"H4+E5","v":13},null,null,null,null,null,null,{"$f":"D5","v":"P-501"},{"$f":"IF(T5=\"in.\",1,2)","v":2},null,null,228.6,"mm",{"$f":"IF(P$16>P5,S5*25.4,IF(P$16<P5,S5/25.4,S5))","v":9},{"$f":"T$16","v":"in."},null,{"$f":"FIXED(E5,1)&\" \"&V5","v":"13.0 in."},null,null,"_","P-501",null,null,null,null,null,null,"P-501",null,null,null,null,null,null,"P-501"]
["ThirdPoint Flexural Strength",null,null,"Flexural strength",650," psi",null,null,"Foundation k= Maximum k-Below or Input k ",null,null,null,null,null,{"$f":"D6","v":"Flexural strength"},{"$f":"IF(T6=\" psi\",1,2)","v":2},null,null,4.1368542027747681," Mpa",{"$f":"IF(P$16>P6,S6/145.0377438,IF(P$16<P6,S6*145.0377438,S6))","v":600},{"$f":"T$17","v":" psi"},null,"650.0  psi",null,null,"_","Flexural strength",null,null,null,null,null,null,"Flexural strength",null,null,null,null,null,null,"Flexural strength"]
["Figure A2-6, default maximum k-value = 500 lb/in^3. (135.7 MN/m^3) OR input k-value if greater.",null,null,"P-401 and/or P-403",0,"in.",null,null,null,null,null,null,null,null,{"$f":"D7","v":"P-401 and/or P-403"},{"$f":"IF(T7=\"in.\",1,2)","v":2},null,null,0,"mm",{"$f":"IF(P$16>P7,S7*25.4,IF(P$16<P7,S7/25.4,S7))","v":0},"in.",null,"0.0 in.",null,null,"_","P-401 and/or P-403",null,null,null,null,null,null,"P-401 and/or P-403",null,null,null,null,null,null,"P-401 and/or P-403"]
[null,null,null,"P-306",0,"in.",null,{"$f":"SUM(E7:E9)","v":4},{"$f":"IF(H8=0,\"No Stabilized\",IF(P16=2,ROUND(AB50,3),ROUND(AC50,0)))","v":287},null,null,null,null,null,"P-306",2,null,null,0,"mm",0,"in.",null,"0.0 in.",null,null,"_","P-306",null,null,null,null,null,null,"P-306",null,null,null,null,null,null,"P-306"]
[null,null,null,"P-304",4,"in.",null,null,null,null,null,null,null,null,"P-304",2,null,null,0,"mm",0,"in.",null,"4.0 in.",null,null,"_","P-304",null,null,null,null,null,null,"P-304",null,null,null,null,null,null,"P-304"]
["Combined Top and Bottom Figure A2-5.",null,null,"P-209",12,"in.",null,{"$f":"E10","v":12},{"$f":"IF(H10=0,\"No Crushed\",IF(P16=2,ROUND(T65,3),ROUND(U65,0)))","v":215},null,null,null,null,null,"P-209",2,null,null,101.6,"mm",4,"in.",null,"12.0 in.",null,null,"_","P-209",null,null,null,null,null,null,"P-209",null,null,null,null,null,null,"P-209"]
[null,null,null,"P-208 and/or P-211",0,"in.",null,null,null,null,null,null,null,null,"P-208 and/or P-211",2,null,null,0,"mm",0,"in.",null,"0.0 in.",null,null,"_","P-208 and/or P-211",null,null,null,null,null,null,"P-208 and/or P-211",null,null,null,null,null,null,"P-208 and/or P-211"]
[null,null,null,"P-301",0,"in.",null,{"$f":"SUM(E11:E13)","v":0},{"$f":"IF(H12=0,\"No Uncrushed\",IF(P16=2,ROUND(T51,3),ROUND(U51,0)))","v":"No Uncrushed"},null,null,null,null,null,"P-301",2,null,null,0,"mm",0,"in.",null,"0.0 in.",null,null,"_","P-301",null,null,null,null,null,null,"P-301",null,null,null,null,null,null,"P-301"]
[null,null,null,"P-154",0,"in.",null,null,null,null,null,null,null,null,"P-154",2,null,null,0,"mm",0,"in.",null,"0.0 in.",null,null,"_","P-154",null,null,null,null,null,null,"P-154",null,null,null,null,null,null,"P-154"]
[null,null,null,null,0,"in.",0,null,null,null,null,null,null,null,null,2,null,null,0,"mm",0,"in.",null,"0.0 in.",null,null,"_",null,null,null,null,null,null,null,0,null,null,null,null,null,null,0]
["COMFAA Inputs",null,null,"Subgrade k-value",100," lb/in^3",null,{"$f":"SUM(H12,H10,H8,H5)","v":29},{"$f":"MAX(E15,IF(ISNUMBER(I8),I8,IF(ISNUMBER(I10),I10,IF(ISNUMBER(I12),I12,E15))))","v":287},null,null,null,null,null,{"$f":"D15","v":"Subgrade k-value"},{"$f":"IF(T15=\" lb/in^3\",1,2)","v":2},null,null,40.011292196440792," MN/m^3",{"$f":"IF(P$16>P15,S15/3.68396,IF(P$16<P15,S15*3.68396,S15))","v":147.4},{"$f":"T$18","v":" lb/in^3"},null,"100.0  lb/in^3",null,null,"_"," Subgrade k",null,null,null,null,null,null," Subgrade k",null,null,null,null,null,null," Subgrade k"]
[{"$f":"IF(I15<0.001,\"No Improvement\",AA50&FIXED(I15,P16))&\" \"&F15","v":"k-value =  287.0  lb/in^3"},null,null,null,null,null,null,null,null,null,null,null,null,{"$f":"IF(P16=1,\"in.\",\"mm\")","v":"in."},"English/Metric",1,null,null,null,{"$f":"N16","v":"in."},null,{"$f":"T$18","v":" lb/in^3"},null,{"$f":"C19&\" \"&N16","v":"13.0 in."},null,null,"_","COMFAA Thickness",null,null,null,null,null,null,"COMFAA Thickness",null,null,null,null,null,null,"COMFAA Thickness"]
[{"$f":"AN29&FIXED(H5,IF(P16=1,1,0))&\" \"&F13","v":"Rigid Pavement t = 13.0 in."},null,null,null,null,null,null,null,null,null,null,null,null,{"$f":"IF(P16=1,\" psi\",\" Mpa\")","v":" psi"},null,null,null,null,null,{"$f":"N17","v":" psi"},null,{"$f":"T$18","v":" lb/in^3"},null,{"$f":"C20&\" \"&N18","v":"287.0  lb/in^3"},null,null,"_","COMFAA k-value",null,null,null,null,null,null,"COMFAA k-value",null,null,null,null,null,null,"COMFAA k-value"]
[{"$f":"D6&\" = \"&FIXED(E6,P16*1.5)&F6","v":"Flexural strength = 650.0 psi"},null,null,null,null,null,null,null,null,null,null,null,null,{"$f":"IF(P16=1,\" lb/in^3\",\" MN/m^3\")","v":" lb/in^3"},145.04,null,null,null,null,{"$f":"N18","v":" lb/in^3"},null,{"$f":"T$18","v":" lb/in^3"},null,{"$f":"C21&\" \"&N17","v":"650.0  psi"},null,null,"_","COMFAA Flex Strength",null,null,null,null,null,null,"COMFAA Flex Strength",null,null,null,null,null,null,"COMFAA Flex Strength"]
[{"$f":"X63","v":"Recommended PCN Codes: R/B/W"},null,{"$f":"FIXED(H5,IF(P16=1,1,0))","v":"13.0"},null,null,null,null,null,null,null,null,null,null,null,0.27100000000000002,null,null,"`",null,null,null,null,null,{"$f":"D22","v":"English"},null,null,"_","Units",null,null,null,null,null,null,"Units",null,null,null,null,null,null,"Units"]
[null,null,{"$f":"FIXED(I15,IF(P16=1,1,1))","v":"287.0"}]
["Enter Project Details",null,{"$f":"FIXED(E6,IF(P16=1,1,3))","v":"650.0"}]
[null,null,null,{"$f":"IF(P16=1,\"English\",\"Metric\")","v":"English"}]
[null,null,null,"Arpt LOC-ID"]
[null,null,null,"Enter LOC-ID",null,null,null,null,null,null,null,null,null,null,null,null,null,null,null,null,null,null,null,null,null,null,null,null,null,null,null,null,null,null,null,null,"Chart info"]
[null,null,null,null,null,null,null,null,null,null,null,null,null,null,null,null,null,null,null,null,null,null,null,null,null,null,null,null,null,null,null,null,null,null,null,null,null,null,{"$f":"IF(H8>0,\"Stabilized k=\"&FIXED(I8,P16),\"\")","v":"Stabilized k=287.0"},{"$f":"IF(H10>0,\"Crushed k=\"&FIXED(I10,P16),\"\")","v":"Crushed k=215.0"},{"$f":"IF(H12>0,\"Uncrushed k= \"&FIXED(I12,P16),\"\")","v":""}]
[null,null,null,"Pavement ID",null,null,null,null,null,null,null,null,null,null,null,null,null,null,null,null,null,null,null,null,null,null,null,null,null,null,null,null,null,null,null,null,null,null,{"$f":"IF(AM27=\"\",\"\",\"Overlay\")","v":""},{"$f":"LEFT(D5,6)&\" flex strength = \"&FIXED(E6,P16*1.5)&F6","v":"P-501 flex strength = 650.0 psi"},{"$f":"IF(AO27=\"\",\"\",LEFT(D7,6))","v":""},{"$f":"IF(AP27=\"\",\"\",LEFT(D8,6))","v":""},{"$f":"IF(AQ27=\"\",\"\",LEFT(D9,6))","v":"P-304"},{"$f":"IF(AR27=\"\",\"\",LEFT(D10,6))","v":"P-209"},{"$f":"IF(AS27=\"\",\"\",LEFT(D11,6))","v":""},{"$f":"IF(AT27=\"\",\"\",LEFT(D12,6))","v":""},{"$f":"IF(AU27=\"\",\"\",LEFT(D13,6))","v":""},{"$f":"\"Subgrade k= \"&FIXED(E15,P16)","v":"Subgrade k= 100.0"}]
[null,null,null,"Enter Pave ID",null,null,null,null,null,null,null,null,null,null,null,null,null,null,null,null,null,null,null,null,null,null,null,null,null,null,null,null,null,null,null,null,null,"Existing Pavement",{"$f":"IF($E4=0,\"\",$E4)","v":""},{"$f":"IF($E5=0,\"\",$E5)","v":13},{"$f":"IF($E7=0,\"\",$E7)","v":""},{"$f":"IF($E8=0,\"\",$E8)","v":""},{"$f":"IF($E9=0,\"\",$E9)","v":4},{"$f":"IF($E10=0,\"\",$E10)","v":12},{"$f":"IF($E11=0,\"\",$E11)","v":""},{"$f":"IF($E12=0,\"\",$E12)","v":""},{"$f":"IF($E13=0,\"\",$E13)","v":""},{"$f":"SUM(AM27:AU27)","v":29},{"$f":"IF(P16=1,5,125)","v":5}]
[null,null,null,null,null,null,null,null,null,null,null,null,null,null,null,null,null,null,null,null,null,null,null,null,null,null,null,null,null,null,null,null,null,null,null,null,null,"Equivalent Pavement",{"$f":"IF($AL$28=0,\"\",\"\")","v":""},{"$f":"H5","v":13},null,{"$f":"H8","v":4},null,{"$f":"H10","v":12},null,{"$f":"H12","v":0},{"$f":"IF($AL$28=0,\"\",\"\")","v":""},{"$f":"SUM(AM28:AU28)","v":29},{"$f":"IF(P16=1,1,25)","v":1}]
[null,null,null,null,null,null,null,null,null,null,null,null,null,null,null,null,null,null,null,null,null,null,null,null,null,null,null,null,null,null,null,null,null,null,null,null,{"$f":"1.05*($H$4+$H$15)+AW27+AW28","v":36.450000000000003},null,null,"Rigid Pavement t = "]
[null,null,null,null,null,null,null,null,null,null,null,null,null,null,null,null,null,null,null,null,null,null,null,null,null,null,null,null,null,null,null,null,null,null,null,null,{"$f":"\"Depth  from  Surface, \"&AK31","v":"Depth  from  Surface, in."}]
[null,null,null,null,null,null,null,null,null,null,null,null,null,null,null,null,null,null,null,null,null,null,null,null,null,null,null,null,null,null,null,null,null,null,null,null,{"$f":"F5","v":"in."}]
[]
[null,null,null,null,null,null,null,null,null,null,null,null,null,null,null,null,null,null,null,125]
[null,null,null,null,null,null,null,null,null,null,null,null,2,3]
[null,null,null,null,null,null,null,null,null,null,null,null,null,null,null,null,"k-in","unru-in","crus-in","stab-in"]
[null,null,null,null,null,null,null,null,null,null,null,null,null,null,null,null,{"$f":"IF($P$16=2,$E$15*3.68396,$E$15)","v":100},{"$f":"IF(P16=2,H12/25.4,H12)","v":0},{"$f":"IF(P16=2,H10/25.4,H10)","v":12},{"$f":"IF(P16=2,H8/25.4,H8)","v":4}]
[null,null,null,null,null,null,null,null,null,null,null,null,"Convert P-401 to P-501"]
[null,null,null,null,null,null,null,null,null,null,null,null,2.4]
[null,null,null,null,null,null,null,null,null,null,null,null,2.5,null,"SUBGRADE K value as improved by Aggregate layer",null,null,null,null,null,null,null,null,"Stabilized subbase material"]
[null,null,null,null,null,null,null,null,null,null,null,null,2.6,null,null,null,null,null,null,"Original k input",null,null,null,"starting  K value",{"$f":"U65","v":215}]
[null,null,null,null,null,null,null,null,null,null,null,null,2.7,null,null,"starting subgrade K value",{"$f":"Q36","v":100},null,null,{"$f":"Q41","v":100},null,null,null,"if check for zero",{"$f":"IF(Y40<0.001,0.001,Y40)","v":215}]
[null,null,null,null,null,null,null,null,null,null,null,null,2.8,null,null,"if check for zero",{"$f":"IF(Q41<0.001,0.001,Q41)","v":100},null,null,"Frost k",null,null,null,"Thickness of stabilized layer",{"$f":"T36","v":4}]
[null,null,null,null,null,null,null,null,null,null,null,null,2.9,null,null,"Thickness of aggregate layer",{"$f":"R36","v":0},null,null,{"$f":"[1]Frost!AG27","v":0}]
[null,null,null,null,null,null,null,null,null,null,null,null,null,null,null,"type of aggregate material",false,null,null,null,null,null,null,null,"K<50",null,null,"K > 50","S ="]
[null,null,null,null,null,null,null,null,null,null,null,null,null,null,null,null,"K<50",null,null,"K > 50","S =",null,null,"Y =",{"$f":"10^(-0.013*Y42*2)","v":0.78704578969509853},null,null,{"$f":"(332*LOG(Y41)-469)","v":305.36956869198104},{"$f":"IF(Y42*2<10,IF(Y41<50,((AB45-Y47)/10),((AB45-Y41)/10)),10)","v":9.0369568691981037}]
[null,null,null,null,null,null,null,null,null,null,null,null,null,null,null,"Y =",{"$f":"IF(Q44=TRUE,10^(-0.013*Q43),(10^(-0.01466*Q43)))","v":1},null,null,{"$f":"IF(Q44=TRUE,(332*LOG(Q42)-469),(315*LOG(Q42)-455))","v":175},{"$f":"IF(Q43<10,IF(Q42<50,((T46-Q48)/10),((T46-Q42)/10)),10)","v":7.5},null,null,"X =",{"$f":"(2.85733+Y45*(LOG(Y40)-2.85733))","v":2.4442163233300014}]
[null,null,null,null,null,null,null,null,null,null,null,null,null,null,null,"X =",{"$f":"IF(Q44=TRUE,(2.85733+Q46*(LOG(Q41)-2.85733)),(2.69897+Q46*(LOG(Q41)-2.69897)))","v":2},null,null,null,null,null,null,"sk for <50",{"$f":"10^Y46","v":278.10981958191263},null,null,"SK for >50",{"$f":"AB45+(AC45*(2*Y42-10))","v":287.29565495358486}]
[null,null,null,null,null,null,null,null,null,null,null,null,null,null,null,"sk for <50",{"$f":"10^Q47","v":100},null,null,"SK for >50",{"$f":"T46+(U46*(Q43-10))","v":100}]
[null,null,null,null,null,null,null,null,null,null,null,null,null,null,null,null,null,null,null,null,null,null,null,null,null,null,null,"Final SK to use 500 or less",{"$f":"IF(AC47>500,500,IF(Y41<50,Y47,AC47))","v":287.29565495358486}]
[null,null,null,null,null,null,null,null,null,null,null,null,null,null,null,null,null,null,null,"Final SK to use 500 or less",{"$f":"IF(U48>500,500,IF(Q42<50,Q48,U48))","v":100},null,null,null,null,null,"k-value =  ",{"$f":"ROUND(AC50/3.68396,3)","v":77.905000000000001},{"$f":"ROUND(AC49,0)","v":287}]
[null,null,null,null,null,null,null,null,null,null,null,null,null,null,null,null,null,null,null,{"$f":"ROUND(U51/3.68396,3)","v":27.145},{"$f":"ROUND(U50,0)","v":100}]
[]
[null,null,null,null,null,null,null,null,null,null,null,null,null,null,"SUBGRADE K value as improved by Aggregate layer",null,null,null,null,null,null,null,null,"Recommended PCN Codes: "]
[null,null,null,null,null,null,null,null,null,null,null,null,null,null,null,null,null,null,null,"Original k input",null,null,null,null,"Subgrade Support"]
[null,null,null,null,null,null,null,null,null,null,null,null,null,null,null,"starting subgrade K value",{"$f":"U51","v":100},null,null,{"$f":"Q55","v":100},null,null,null,"Subgrade Strength Category","k-Value","Represents","Code Designation"]
[null,null,null,null,null,null,null,null,null,null,null,null,null,null,null,"if check for zero",{"$f":"IF(Q55<0.001,0.001,Q55)","v":100},null,null,"Frost k",null,null,null,null,"pci (MN/m3)","pci (MN/m3)"]
[null,null,null,null,null,null,null,null,{"$f":"332*LOG(500-469)","v":495.1320823529785},null,null,null,null,null,null,"Thickness of aggregate layer",{"$f":"S36","v":12},null,null,{"$f":"Q37","v":0},null,null,null,"High","552.6  (150)","k > 442  ( >120)","A"]
[null,null,null,null,null,null,null,null,null,null,null,null,null,null,null,"type of aggregate material",true,null,null,null,null,null,null,"Medium","294.7  (80)","221<k<442  (60<k<120)","B"]
[null,null,null,null,null,null,null,null,null,null,null,null,null,null,null,null,"K<50",null,null,"K > 50","S =",null,null,"Low","147.4  (40)","92<k<221  (25<k<60)","C"]
[null,null,null,null,null,null,null,null,null,null,null,null,null,null,null,"Y =",{"$f":"IF(Q58=TRUE,10^(-0.013*Q57),(10^(-0.01466*Q57)))","v":0.69823240407717135},null,null,{"$f":"IF(Q58=TRUE,(332*LOG(Q56)-469),(315*LOG(Q56)-455))","v":195},{"$f":"IF(Q57<10,IF(Q56<50,((T60-Q62)/10),((T60-Q56)/10)),10)","v":10},null,null,"Ultra Low","73.7  (20)","k<92  (<25)","D"]
[null,null,null,null,null,null,null,null,null,null,null,null,null,null,null,"X =",{"$f":"IF(Q58=TRUE,(2.85733+Q60*(LOG(Q55)-2.85733)),(2.69897+Q60*(LOG(Q55)-2.69897)))","v":2.2587144130125187},null,null,null,null,null,null,{"$f":"IF(AC50>442,$X$53&\"R/A/W\",IF(AND(AC50>221,AC50<=442),$X$53&\"R/B/W\",IF(AND(AC50>92,AC50<=221),$X$53&\"R/C/W\",IF(AC50<=92,$X$53&\"R/D/W\",\"Error\"))))","v":"Recommended PCN Codes: R/B/W"}]
[null,null,null,null,null,null,null,null,null,null,null,null,null,null,null,"sk for <50",{"$f":"10^Q61","v":181.43221932907923},null,null,"SK for >50",{"$f":"T60+(U60*(Q57-10))","v":215},null,null,{"$f":"IF(AC50>442,$X$53&\"R/A/X\",IF(AND(AC50>221,AC50<=442),$X$53&\"R/B/X\",IF(AND(AC50>92,AC50<=221),$X$53&\"R/C/X\",IF(AC50<=92,$X$53&\"R/D/X\",\"Error\"))))","v":"Recommended PCN Codes: R/B/X"}]
[null,null,null,null,null,null,null,null,null,null,null,null,null,null,null,null,null,null,null,null,null,null,null,{"$f":"IF(E4>0,X62,X61)","v":"Recommended PCN Codes: R/B/W"}]
[null,null,null,null,null,null,null,null,null,null,null,null,null,null,null,null,null,null,null,"Final SK to use 500 or less",{"$f":"IF(U62>500,500,IF(Q56<50,Q62,U62))","v":215},null,null,{"$f":"IF(P16=1,ROUND(AC50,0),ROUND(AB50,3))","v":287},"overlay or not (W or X"]
[null,null,null,null,null,null,null,null,null,null,null,null,null,null,null,null,null,null,null,{"$f":"ROUND(U65/3.68396,3)","v":58.360999999999997},{"$f":"ROUND(U64,0)","v":215}]

{"sheet":"Form5010","index":2,"n_rows":1769,"n_cols":67,"rows_kept":1125,"cut":true,"hidden":false,"merged":[[22,5,23,6],[19,2,19,6],[5,6,9,9]],"bounds":{"rows_first":500,"rows_last":125,"rows_between":500,"halvings":2}}
[]
[]
[]
[]
[null,"                              TIRE PRESSURE         METHOD USED ",null,null,null,null,null,"Project info"]
[]
[]
[null,null,null,null,null,null,null,null,null,null,{"$f":"51/58.5","v":0.87179487179487181}]
[null,null,null,null,null,null,null,null,null,null,{"$f":"67.5/77","v":0.87662337662337664}]
[]
[null,null,null,"     AIRCRAFT GEAR TYPE IN TRAFFIC MIX"]
[]
[]
[]
[]
[]
[]
[null,null,null,null,null,null,"Airport LOC-ID"]
["Enter PCN",35,null,null,null,null,"Pavement ID",null,null,null,"PCN","Gears","Pavement",null,null,null,"S","D","2D","3D","2D2D2","2D3D2W","2D3D2B"]
["Form 5010 Data Element","Gross Weight and PCN","IF 3D or W/B Gear Checked, #38 = PCN   Please Add Data Element #38 Remark",null,null,null,null,null,"S",null,{"$f":"ROUND(B19,1)","v":35},true,8,null,1,"/F/A",{"$f":"J33","v":94},{"$f":"N33","v":150},{"$f":"R33","v":272},{"$f":"Z33","v":513},{"$f":"V33","v":""},{"$f":"AD33","v":""},{"$f":"AH33","v":""},"/W","/U"]
["#35  S gear",{"$f":"IF($L$20,VLOOKUP($M$20,$O$20:$Y$27,3),\"\")","v":92},null,"3D",{"$f":"IF($L$23,VLOOKUP($M$20,$O$20:$Y$27,6),\"\")","v":"<min"},null,null,null,"D",null,null,true,null,null,2,"/F/B",{"$f":"K33","v":89},{"$f":"O33","v":142},{"$f":"S33","v":242},{"$f":"AA33","v":482},{"$f":"W33","v":""},{"$f":"AE33","v":""},{"$f":"AI33","v":""},"/X","/T"]
["#36  D gear",{"$f":"IF($L$21,VLOOKUP($M$20,$O$20:$Y$27,4),\"\")","v":114},null,"2D/2D2",{"$f":"IF($L$24,VLOOKUP($M$20,$O$20:$Y$27,7),\"\")","v":""},null,null,null,"2D",null,null,true,null,null,3,"/F/C",{"$f":"L33","v":90},{"$f":"P33","v":123},{"$f":"T33","v":213},{"$f":"AB33","v":"<min"},{"$f":"X33","v":""},{"$f":"AF33","v":""},{"$f":"AJ33","v":""},"/Y"]
["#37  DT gear",{"$f":"IF($L$22,VLOOKUP($M$20,$O$20:$Y$27,5),\"\")","v":179},null,"2D/3D2W",{"$f":"IF($L$24,VLOOKUP($M$20,$O$20:$Y$27,8),\"\")","v":""}," Report Minimum Gross Weight",null,null,"3D",null,null,true,null,null,4,"/F/D",{"$f":"M33","v":88},{"$f":"Q33","v":113},{"$f":"U33","v":180},{"$f":"AC33","v":"<min"},{"$f":"Y33","v":""},{"$f":"AG33","v":""},{"$f":"AK33","v":""},"/Z"]
["#38  DDT gear",{"$f":"IF(OR(ISNUMBER(E21),ISNUMBER(E22),ISNUMBER(E23)),\"PCN (\"&E22&\")\",\"\")","v":""},null,"2D/3D2B",{"$f":"IF($L$24,VLOOKUP($M$20,$O$20:$Y$27,9),\"\")","v":""},null,null,null,"2D/2D2",null,null,false,null,null,5,"/R/A",{"$f":"AN33","v":94},{"$f":"AR33","v":135},{"$f":"AV33","v":257},{"$f":"BD33","v":503},{"$f":"AZ33","v":""},{"$f":"BH33","v":""},{"$f":"BL33","v":""}]
["#39  PCN ",{"$f":"ROUND(B19,0)&R29&S29&T29","v":"35/R/D/X/T"},null,null,null,null,null,null,null,null,"PCN Method",2,2,null,6,"/R/B",{"$f":"AO33","v":93},{"$f":"AS33","v":126},{"$f":"AW$33","v":222},{"$f":"BE$33","v":"<min"},{"$f":"BA33","v":""},{"$f":"BI33","v":""},{"$f":"BM33","v":""}]
[null,null,null,null,null,null,null,null,null,null,"tire pressure",2,null,null,7,"/R/C",{"$f":"AP33","v":92},{"$f":"AT33","v":119},{"$f":"AX33","v":197},{"$f":"BF$33","v":"<min"},{"$f":"BB33","v":""},{"$f":"BJ33","v":""},{"$f":"BN33","v":""}]
[null,null,null,null,null,null,null,null,null,null,"PCN num.",77,null,null,8,"/R/D",{"$f":"AQ33","v":92},{"$f":"AU33","v":114},{"$f":"AY33","v":179},{"$f":"BG$33","v":"<min"},{"$f":"BC33","v":""},{"$f":"BK33","v":""},{"$f":"BO33","v":""}]
[]
["_",null,null,"_",null,null,null,null,null,null,null,null,null,null,"Field 39",null,null,{"$f":"VLOOKUP($M$20,$O$20:$Y$27,2)","v":"/R/D"},{"$f":"VLOOKUP($L$26,$O$20:$Y$27,10)","v":"/X"},{"$f":"VLOOKUP($L$25,$O$20:$Y$27,11)","v":"/T"}]
["Airport LOC-ID","Pavement ID",null,"#35 S    GW","#36 D   GW","#37 DT GW","#38 DDT GW","#39            PCN "]
[]
[null,null,null,null,null,null,null,null,null,"5010 GW data fit 8-26-11",null,null,null,1]
[null,null,null,null,null,null,null,null,null,{"$f":"IF(AND(ISNUMBER(J34),J34>60),ROUNDDOWN(J34*$N$32,0),IF(J34=\">max\",120,J34))","v":94},{"$f":"IF(AND(ISNUMBER(K34),K34>60),ROUNDDOWN(K34*$N$32,0),IF(K34=\">max\",120,K34))","v":89},{"$f":"IF(AND(ISNUMBER(L34),L34>60),ROUNDDOWN(L34*$N$32,0),IF(L34=\">max\",120,L34))","v":90},{"$f":"IF(AND(ISNUMBER(M34),M34>60),ROUNDDOWN(M34*$N$32,0),IF(M34=\">max\",120,M34))","v":88},{"$f":"IF(AND(ISNUMBER(N34),N34>60),ROUNDDOWN(N34*$N$32,0),IF(N34=\">max\",250,N34))","v":150},{"$f":"IF(AND(ISNUMBER(O34),O34>60),ROUNDDOWN(O34*$N$32,0),IF(O34=\">max\",250,O34))","v":142},{"$f":"IF(AND(ISNUMBER(P34),P34>60),ROUNDDOWN(P34*$N$32,0),IF(P34=\">max\",250,P34))","v":123},{"$f":"IF(AND(ISNUMBER(Q34),Q34>60),ROUNDDOWN(Q34*$N$32,0),IF(Q34=\">max\",250,Q34))","v":113},{"$f":"IF(AND(ISNUMBER(R34),R34>60),ROUNDDOWN(R34*$N$32,0),IF(R34=\">max\",550,R34))","v":272},{"$f":"IF(AND(ISNUMBER(S34),S34>60),ROUNDDOWN(S34*$N$32,0),IF(S34=\">max\",550,S34))","v":242},{"$f":"IF(AND(ISNUMBER(T34),T34>60),ROUNDDOWN(T34*$N$32,0),IF(T34=\">max\",550,T34))","v":213},{"$f":"IF(AND(ISNUMBER(U34),U34>60),ROUNDDOWN(U34*$N$32,0),IF(U34=\">max\",550,U34))","v":180},{"$f":"IF(AND(ISNUMBER(V34),V34>60),ROUNDDOWN(V34*$N$32,0),IF(V34=\">max\",1120,V34))","v":""},{"$f":"IF(AND(ISNUMBER(W34),W34>60),ROUNDDOWN(W34*$N$32,0),IF(W34=\">max\",1120,W34))","v":""},{"$f":"IF(AND(ISNUMBER(X34),X34>60),ROUNDDOWN(X34*$N$32,0),IF(X34=\">max\",1120,X34))","v":""},{"$f":"IF(AND(ISNUMBER(Y34),Y34>60),ROUNDDOWN(Y34*$N$32,0),IF(Y34=\">max\",1120,Y34))","v":""},{"$f":"IF(AND(ISNUMBER(Z34),Z34>60),ROUNDDOWN(Z34*$N$32,0),IF(Z34=\">max\",840,Z34))","v":513},{"$f":"IF(AND(ISNUMBER(AA34),AA34>60),ROUNDDOWN(AA34*$N$32,0),IF(AA34=\">max\",840,AA34))","v":482},{"$f":"IF(AND(ISNUMBER(AB34),AB34>60),ROUNDDOWN(AB34*$N$32,0),IF(AB34=\">max\",840,AB34))","v":"<min"},{"$f":"IF(AND(ISNUMBER(AC34),AC34>60),ROUNDDOWN(AC34*$N$32,0),IF(AC34=\">max\",840,AC34))","v":"<min"},{"$f":"IF(AND(ISNUMBER(AD34),AD34>60),ROUNDDOWN(AD34*$N$32,0),IF(AD34=\">max\",1400,AD34))","v":""},"","","","","","","",null,{"$f":"IF(AM34=\"n/a\",\"n/a\",IF(AM34>60,ROUNDDOWN(AM34*$N$32,0),AM34))","v":331},{"$f":"IF(AND(ISNUMBER(AN34),AN34>60),ROUNDDOWN(AN34*$N$32,0),IF(AN34=\">max\",120,AN34))","v":94},{"$f":"IF(AND(ISNUMBER(AO34),AO34>60),ROUNDDOWN(AO34*$N$32,0),IF(AO34=\">max\",120,AO34))","v":93},{"$f":"IF(AND(ISNUMBER(AP34),AP34>60),ROUNDDOWN(AP34*$N$32,0),IF(AP34=\">max\",120,AP34))","v":92},{"$f":"IF(AND(ISNUMBER(AQ34),AQ34>60),ROUNDDOWN(AQ34*$N$32,0),IF(AQ34=\">max\",120,AQ34))","v":92},{"$f":"IF(AND(ISNUMBER(AR34),AR34>60),ROUNDDOWN(AR34*$N$32,0),IF(AR34=\">max\",250,AR34))","v":135},{"$f":"IF(AND(ISNUMBER(AS34),AS34>60),ROUNDDOWN(AS34*$N$32,0),IF(AS34=\">max\",250,AS34))","v":126},{"$f":"IF(AND(ISNUMBER(AT34),AT34>60),ROUNDDOWN(AT34*$N$32,0),IF(AT34=\">max\",250,AT34))","v":119},{"$f":"IF(AND(ISNUMBER(AU34),AU34>60),ROUNDDOWN(AU34*$N$32,0),IF(AU34=\">max\",250,AU34))","v":114},{"$f":"IF(AND(ISNUMBER(AV34),AV34>60),ROUNDDOWN(AV34*$N$32,0),IF(AV34=\">max\",550,AV34))","v":257},{"$f":"IF(AND(ISNUMBER(AW34),AW34>60),ROUNDDOWN(AW34*$N$32,0),IF(AW34=\">max\",550,AW34))","v":222},{"$f":"IF(AND(ISNUMBER(AX34),AX34>60),ROUNDDOWN(AX34*$N$32,0),IF(AX34=\">max\",550,AX34))","v":197},{"$f":"IF(AND(ISNUMBER(AY34),AY34>60),ROUNDDOWN(AY34*$N$32,0),IF(AY34=\">max\",550,AY34))","v":179},{"$f":"IF(AND(ISNUMBER(AZ34),AZ34>60),ROUNDDOWN(AZ34*$N$32,0),IF(AZ34=\">max\",1120,AZ34))","v":""},{"$f":"IF(AND(ISNUMBER(BA34),BA34>60),ROUNDDOWN(BA34*$N$32,0),IF(BA34=\">max\",1120,BA34))","v":""},{"$f":"IF(AND(ISNUMBER(BB34),BB34>60),ROUNDDOWN(BB34*$N$32,0),IF(BB34=\">max\",1120,BB34))","v":""},{"$f":"IF(AND(ISNUMBER(BC34),BC34>60),ROUNDDOWN(BC34*$N$32,0),IF(BC34=\">max\",1120,BC34))","v":""},{"$f":"IF(AND(ISNUMBER(BD34),BD34>60),ROUNDDOWN(BD34*$N$32,0),IF(BD34=\">max\",840,BD34))","v":503},{"$f":"IF(AND(ISNUMBER(BE34),BE34>60),ROUNDDOWN(BE34*$N$32,0),IF(BE34=\">max\",840,BE34))","v":"<min"},{"$f":"IF(AND(ISNUMBER(BF34),BF34>60),ROUNDDOWN(BF34*$N$32,0),IF(BF34=\">max\",840,BF34))","v":"<min"},{"$f":"IF(AND(ISNUMBER(BG34),BG34>60),ROUNDDOWN(BG34*$N$32,0),IF(BG34=\">max\",840,BG34))","v":"<min"},{"$f":"IF(AND(ISNUMBER(BH34),BH34>60),ROUNDDOWN(BH34*$N$32,0),IF(BH34=\">max\",1400,BH34))","v":""},"","","","","","",""]
[null,null,null,null,null,null,null,null,{"$f":"MATCH($K$20,$I$39:$I$1769)","v":331},{"$f":"IF($L20,INDEX(J39:J1769,$I$34,1),\"\")","v":94},{"$f":"IF($L20,INDEX(K39:K1769,$I$34,1),\"\")","v":89.5},{"$f":"IF($L20,INDEX(L39:L1769,$I$34,1),\"\")","v":90},{"$f":"IF($L20,INDEX(M39:M1769,$I$34,1),\"\")","v":88},{"$f":"IF($L21,INDEX(N39:N1769,$I$34,1),\"\")","v":150},{"$f":"IF($L21,INDEX(O39:O1769,$I$34,1),\"\")","v":142.5},{"$f":"IF($L21,INDEX(P39:P1769,$I$34,1),\"\")","v":123.5},{"$f":"IF($L21,INDEX(Q39:Q1769,$I$34,1),\"\")","v":113.5},{"$f":"IF($L22,INDEX(R39:R1769,$I$34,1),\"\")","v":272},{"$f":"IF($L22,INDEX(S39:S1769,$I$34,1),\"\")","v":242},{"$f":"IF($L22,INDEX(T39:T1769,$I$34,1),\"\")","v":213},{"$f":"IF($L22,INDEX(U39:U1769,$I$34,1),\"\")","v":180},{"$f":"IF($L24,INDEX(V39:V1769,$I$34,1),\"\")","v":""},{"$f":"IF($L24,INDEX(W39:W1769,$I$34,1),\"\")","v":""},{"$f":"IF($L24,INDEX(X39:X1769,$I$34,1),\"\")","v":""},{"$f":"IF($L24,INDEX(Y39:Y1769,$I$34,1),\"\")","v":""},{"$f":"IF($L23,INDEX(Z39:Z1769,$I$34,1),\"\")","v":513.5},{"$f":"IF($L23,INDEX(AA39:AA1769,$I$34,1),\"\")","v":482},{"$f":"IF($L23,INDEX(AB39:AB1769,$I$34,1),\"\")","v":"<min"},{"$f":"IF($L23,INDEX(AC39:AC1769,$I$34,1),\"\")","v":"<min"},{"$f":"IF($L24,INDEX(AD39:AD1769,$I$34,1),\"\")","v":""},"","","","","","","",null,{"$f":"MATCH($K$20,$AM$39:$AM$1769)","v":331},{"$f":"IF($L20,INDEX(AN39:AN1769,$AM$34,1),\"\")","v":94.5},{"$f":"IF($L20,INDEX(AO39:AO1769,$AM$34,1),\"\")","v":93.5},{"$f":"IF($L20,INDEX(AP39:AP1769,$AM$34,1),\"\")","v":92.5},{"$f":"IF($L20,INDEX(AQ39:AQ1769,$AM$34,1),\"\")","v":92},{"$f":"IF($L21,INDEX(AR39:AR1769,$AM$34,1),\"\")","v":135},{"$f":"IF($L21,INDEX(AS39:AS1769,$AM$34,1),\"\")","v":126},{"$f":"IF($L21,INDEX(AT39:AT1769,$AM$34,1),\"\")","v":119},{"$f":"IF($L21,INDEX(AU39:AU1769,$AM$34,1),\"\")","v":114},{"$f":"IF($L22,INDEX(AV39:AV1769,$AM$34,1),\"\")","v":257},{"$f":"IF($L22,INDEX(AW39:AW1769,$AM$34,1),\"\")","v":222.5},{"$f":"IF($L22,INDEX(AX39:AX1769,$AM$34,1),\"\")","v":197},{"$f":"IF($L22,INDEX(AY39:AY1769,$AM$34,1),\"\")","v":179.5},{"$f":"IF($L24,INDEX(AZ39:AZ1769,$AM$34,1),\"\")","v":""},{"$f":"IF($L24,INDEX(BA39:BA1769,$AM$34,1),\"\")","v":""},{"$f":"IF($L24,INDEX(BB39:BB1769,$AM$34,1),\"\")","v":""},{"$f":"IF($L24,INDEX(BC39:BC1769,$AM$34,1),\"\")","v":""},{"$f":"IF($L23,INDEX(BD39:BD1769,$AM$34,1),\"\")","v":503},{"$f":"IF($L23,INDEX(BE39:BE1769,$AM$34,1),\"\")","v":"<min"},{"$f":"IF($L23,INDEX(BF39:BF1769,$AM$34,1),\"\")","v":"<min"},{"$f":"IF($L23,INDEX(BG39:BG1769,$AM$34,1),\"\")","v":"<min"},{"$f":"IF($L24,INDEX(BH39:BH1769,$AM$34,1),\"\")","v":""},"","","","","","",""]
[null,null,null,null,null,null,null,null,null,"Flexible",null,"Gear",null,"Flexible",null,"Gear",null,"Flexible",null,"Gear",null,"Flexible",null,"Gear",null,"Flexible",null,"Gear",null,"Flexible",null,"Gear",null,"Flexible",null,"Gear",null,null,null,"Rigid",null,null,null,"Rigid",null,null,null,"Rigid",null,null,null,"Rigid",null,null,null,"Rigid",null,null,null,"Rigid",null,null,null,"Rigid"]
[null,null,null,null,null,null,null,null,null,"S","S","S","S","D","D","D","D(3)","2D","2D","2D","2D","2D2D2","2D2D2","2D2D2","2D2D2","3D","3D","3D","3D","2D3D2W","2D3D2W","2D3D2W","2D3D2W","2D3D2B","2D3D2B","2D3D2B","2D3D2B",null,null,"S","S","S","S","D","D","D","D(3)","2D","2D","2D","2D","2D2","2D2","2D2","2D2","3D","3D","3D","3D","2D3D2W","2D3D2W","2D3D2W","2D3D2W","2D3D2B","2D3D2B","2D3D2B","2D3D2B"]
[null,null,null,null,null,null,null,null,"PCN","A(15)","B(10)","C(6)","D(3)","A(15)","B(10)","C(6)","D(3)","A(15)","B(10)","C(6)","D(3)","A(15)","B(10)","C(6)","D(3)","A(15)","B(10)","C(6)","D(3)","A(15)","B(10)","C(6)","D(3)","A(15)","B(10)","C(6)","D(3)",null,"PCN","A(552)","B(295)","C(147)","D(74)","A(552)","B(295)","C(147)","D(74)","A(552)","B(295)","C(147)","D(74)","A(552)","B(295)","C(147)","D(74)","A(552)","B(295)","C(147)","D(74)","A(552)","B(295)","C(147)","D(74)","A(552)","B(295)","C(147)","D(74)"]
[]
[null,null,null,null,null,null,null,null,2,"<min","<min","<min","<min","<min","<min","<min","<min","<min","<min","<min","<min","<min","<min","<min","<min","<min","<min","<min","<min","<min","<min","<min","<min","<min","<min","<min","<min",null,2,"<min","<min","<min","<min","<min","<min","<min","<min","<min","<min","<min","<min","<min","<min","<min","<min","<min","<min","<min","<min","<min","<min","<min","<min","<min","<min","<min","<min"]
[null,null,null,null,null,null,null,null,2.1,"<min","<min","<min","<min","<min","<min","<min","<min","<min","<min","<min","<min","<min","<min","<min","<min","<min","<min","<min","<min","<min","<min","<min","<min","<min","<min","<min","<min",null,2.1,"<min","<min","<min","<min","<min","<min","<min","<min","<min","<min","<min","<min","<min","<min","<min","<min","<min","<min","<min","<min","<min","<min","<min","<min","<min","<min","<min","<min"]
[null,null,null,null,null,null,null,null,2.2000000000000002,"<min","<min","<min","<min","<min","<min","<min","<min","<min","<min","<min","<min","<min","<min","<min","<min","<min","<min","<min","<min","<min","<min","<min","<min","<min","<min","<min","<min",null,2.2000000000000002,"<min","<min","<min","<min","<min","<min","<min","<min","<min","<min","<min","<min","<min","<min","<min","<min","<min","<min","<min","<min","<min","<min","<min","<min","<min","<min","<min","<min"]
[null,null,null,null,null,null,null,null,2.2999999999999998,"<min","<min","<min","<min","<min","<min","<min","<min","<min","<min","<min","<min","<min","<min","<min","<min","<min","<min","<min","<min","<min","<min","<min","<min","<min","<min","<min","<min",null,2.2999999999999998,"<min","<min","<min","<min","<min","<min","<min","<min","<min","<min","<min","<min","<min","<min","<min","<min","<min","<min","<min","<min","<min","<min","<min","<min","<min","<min","<min","<min"]
[null,null,null,null,null,null,null,null,2.4,12.5,"<min","<min","<min","<min","<min","<min","<min","<min","<min","<min","<min","<min","<min","<min","<min","<min","<min","<min","<min","<min","<min","<min","<min","<min","<min","<min","<min",null,2.4,"<min","<min","<min","<min","<min","<min","<min","<min","<min","<min","<min","<min","<min","<min","<min","<min","<min","<min","<min","<min","<min","<min","<min","<min","<min","<min","<min","<min"]
[null,null,null,null,null,null,null,null,2.5,13,"<min","<min","<min","<min","<min","<min","<min","<min","<min","<min","<min","<min","<min","<min","<min","<min","<min","<min","<min","<min","<min","<min","<min","<min","<min","<min","<min",null,2.5,"<min","<min","<min","<min","<min","<min","<min","<min","<min","<min","<min","<min","<min","<min","<min","<min","<min","<min","<min","<min","<min","<min","<min","<min","<min","<min","<min","<min"]
[null,null,null,null,null,null,null,null,2.6,13.5,"<min","<min","<min","<min","<min","<min","<min","<min","<min","<min","<min","<min","<min","<min","<min","<min","<min","<min","<min","<min","<min","<min","<min","<min","<min","<min","<min",null,2.6,"<min","<min","<min","<min","<min","<min","<min","<min","<min","<min","<min","<min","<min","<min","<min","<min","<min","<min","<min","<min","<min","<min","<min","<min","<min","<min","<min","<min"]
[null,null,null,null,null,null,null,null,2.7,13.5,"<min","<min","<min","<min","<min","<min","<min","<min","<min","<min","<min","<min","<min","<min","<min","<min","<min","<min","<min","<min","<min","<min","<min","<min","<min","<min","<min",null,2.7,"<min","<min","<min","<min","<min","<min","<min","<min","<min","<min","<min","<min","<min","<min","<min","<min","<min","<min","<min","<min","<min","<min","<min","<min","<min","<min","<min","<min"]
[null,null,null,null,null,null,null,null,2.8,14,"<min","<min","<min","<min","<min","<min","<min","<min","<min","<min","<min","<min","<min","<min","<min","<min","<min","<min","<min","<min","<min","<min","<min","<min","<min","<min","<min",null,2.8,"<min","<min","<min","<min","<min","<min","<min","<min","<min","<min","<min","<min","<min","<min","<min","<min","<min","<min","<min","<min","<min","<min","<min","<min","<min","<min","<min","<min"]
[null,null,null,null,null,null,null,null,2.9,14.5,"<min","<min","<min","<min","<min","<min","<min","<min","<min","<min","<min","<min","<min","<min","<min","<min","<min","<min","<min","<min","<min","<min","<min","<min","<min","<min","<min",null,2.9,"<min","<min","<min","<min","<min","<min","<min","<min","<min","<min","<min","<min","<min","<min","<min","<min","<min","<min","<min","<min","<min","<min","<min","<min","<min","<min","<min","<min"]
[null,null,null,null,null,null,null,null,3,15,"<min","<min","<min","<min","<min","<min","<min","<min","<min","<min","<min","<min","<min","<min","<min","<min","<min","<min","<min","<min","<min","<min","<min","<min","<min","<min","<min",null,3,"<min","<min","<min","<min","<min","<min","<min","<min","<min","<min","<min","<min","<min","<min","<min","<min","<min","<min","<min","<min","<min","<min","<min","<min","<min","<min","<min","<min"]
[null,null,null,null,null,null,null,null,3.1,15.5,"<min","<min","<min","<min","<min","<min","<min","<min","<min","<min","<min","<min","<min","<min","<min","<min","<min","<min","<min","<min","<min","<min","<min","<min","<min","<min","<min",null,3.1,"<min","<min","<min","<min","<min","<min","<min","<min","<min","<min","<min","<min","<min","<min","<min","<min","<min","<min","<min","<min","<min","<min","<min","<min","<min","<min","<min","<min"]
[null,null,null,null,null,null,null,null,3.2,16,12.5,"<min","<min","<min","<min","<min","<min","<min","<min","<min","<min","<min","<min","<min","<min","<min","<min","<min","<min","<min","<min","<min","<min","<min","<min","<min","<min",null,3.2,"<min","<min","<min","<min","<min","<min","<min","<min","<min","<min","<min","<min","<min","<min","<min","<min","<min","<min","<min","<min","<min","<min","<min","<min","<min","<min","<min","<min"]
[null,null,null,null,null,null,null,null,3.3,16,12.5,"<min","<min","<min","<min","<min","<min","<min","<min","<min","<min","<min","<min","<min","<min","<min","<min","<min","<min","<min","<min","<min","<min","<min","<min","<min","<min",null,3.3,"<min","<min","<min","<min","<min","<min","<min","<min","<min","<min","<min","<min","<min","<min","<min","<min","<min","<min","<min","<min","<min","<min","<min","<min","<min","<min","<min","<min"]
[null,null,null,null,null,null,null,null,3.4,16.5,13,"<min","<min","<min","<min","<min","<min","<min","<min","<min","<min","<min","<min","<min","<min","<min","<min","<min","<min","<min","<min","<min","<min","<min","<min","<min","<min",null,3.4,12.5,"<min","<min","<min","<min","<min","<min","<min","<min","<min","<min","<min","<min","<min","<min","<min","<min","<min","<min","<min","<min","<min","<min","<min","<min","<min","<min","<min"]
[null,null,null,null,null,null,null,null,3.5,17,13.5,"<min","<min","<min","<min","<min","<min","<min","<min","<min","<min","<min","<min","<min","<min","<min","<min","<min","<min","<min","<min","<min","<min","<min","<min","<min","<min",null,3.5,13,12.5,"<min","<min","<min","<min","<min","<min","<min","<min","<min","<min","<min","<min","<min","<min","<min","<min","<min","<min","<min","<min","<min","<min","<min","<min","<min","<min"]
[null,null,null,null,null,null,null,null,3.6,17.5,13.5,"<min","<min","<min","<min","<min","<min","<min","<min","<min","<min","<min","<min","<min","<min","<min","<min","<min","<min","<min","<min","<min","<min","<min","<min","<min","<min",null,3.6,13,12.5,"<min","<min","<min","<min","<min","<min","<min","<min","<min","<min","<min","<min","<min","<min","<min","<min","<min","<min","<min","<min","<min","<min","<min","<min","<min","<min"]
[null,null,null,null,null,null,null,null,3.7,17.5,14,"<min","<min","<min","<min","<min","<min","<min","<min","<min","<min","<min","<min","<min","<min","<min","<min","<min","<min","<min","<min","<min","<min","<min","<min","<min","<min",null,3.7,13.5,13,12.5,12.5,"<min","<min","<min","<min","<min","<min","<min","<min","<min","<min","<min","<min","<min","<min","<min","<min","<min","<min","<min","<min","<min","<min","<min","<min"]
[null,null,null,null,null,null,null,null,3.8,18,14.5,"<min","<min","<min","<min","<min","<min","<min","<min","<min","<min","<min","<min","<min","<min","<min","<min","<min","<min","<min","<min","<min","<min","<min","<min","<min","<min",null,3.8,14,13.5,12.5,13,"<min","<min","<min","<min","<min","<min","<min","<min","<min","<min","<min","<min","<min","<min","<min","<min","<min","<min","<min","<min","<min","<min","<min","<min"]
[null,null,null,null,null,null,null,null,3.9,18.5,14.5,"<min","<min","<min","<min","<min","<min","<min","<min","<min","<min","<min","<min","<min","<min","<min","<min","<min","<min","<min","<min","<min","<min","<min","<min","<min","<min",null,3.9,14.5,13.5,13,13,"<min","<min","<min","<min","<min","<min","<min","<min","<min","<min","<min","<min","<min","<min","<min","<min","<min","<min","<min","<min","<min","<min","<min","<min"]
[null,null,null,null,null,null,null,null,4,19,15,12.5,"<min","<min","<min","<min","<min","<min","<min","<min","<min","<min","<min","<min","<min","<min","<min","<min","<min","<min","<min","<min","<min","<min","<min","<min","<min",null,4,14.5,14,13.5,13.5,"<min","<min","<min","<min","<min","<min","<min","<min","<min","<min","<min","<min","<min","<min","<min","<min","<min","<min","<min","<min","<min","<min","<min","<min"]
[null,null,null,null,null,null,null,null,4.0999999999999996,19,15.5,12.5,"<min","<min","<min","<min","<min","<min","<min","<min","<min","<min","<min","<min","<min","<min","<min","<min","<min","<min","<min","<min","<min","<min","<min","<min","<min",null,4.0999999999999996,15,14.5,13.5,14,"<min","<min","<min","<min","<min","<min","<min","<min","<min","<min","<min","<min","<min","<min","<min","<min","<min","<min","<min","<min","<min","<min","<min","<min"]
[null,null,null,null,null,null,null,null,4.2,19.5,15.5,13,"<min","<min","<min","<min","<min","<min","<min","<min","<min","<min","<min","<min","<min","<min","<min","<min","<min","<min","<min","<min","<min","<min","<min","<min","<min",null,4.2,15.5,14.5,14,14,"<min","<min","<min","<min","<min","<min","<min","<min","<min","<min","<min","<min","<min","<min","<min","<min","<min","<min","<min","<min","<min","<min","<min","<min"]
[null,null,null,null,null,null,null,null,4.3,20,16,13.5,"<min","<min","<min","<min","<min","<min","<min","<min","<min","<min","<min","<min","<min","<min","<min","<min","<min","<min","<min","<min","<min","<min","<min","<min","<min",null,4.3,15.5,15,14.5,14.5,"<min","<min","<min","<min","<min","<min","<min","<min","<min","<min","<min","<min","<min","<min","<min","<min","<min","<min","<min","<min","<min","<min","<min","<min"]
[null,null,null,null,null,null,null,null,4.4000000000000004,20,16.5,13.5,"<min","<min","<min","<min","<min","<min","<min","<min","<min","<min","<min","<min","<min","<min","<min","<min","<min","<min","<min","<min","<min","<min","<min","<min","<min",null,4.4000000000000004,16,15.5,14.5,14.5,"<min","<min","<min","<min","<min","<min","<min","<min","<min","<min","<min","<min","<min","<min","<min","<min","<min","<min","<min","<min","<min","<min","<min","<min"]
[null,null,null,null,null,null,null,null,4.5,20.5,16.5,14,12.5,"<min","<min","<min","<min","<min","<min","<min","<min","<min","<min","<min","<min","<min","<min","<min","<min","<min","<min","<min","<min","<min","<min","<min","<min",null,4.5,16.5,15.5,15,15,"<min","<min","<min","<min","<min","<min","<min","<min","<min","<min","<min","<min","<min","<min","<min","<min","<min","<min","<min","<min","<min","<min","<min","<min"]
[null,null,null,null,null,null,null,null,4.5999999999999996,21,17,14,12.5,"<min","<min","<min","<min","<min","<min","<min","<min","<min","<min","<min","<min","<min","<min","<min","<min","<min","<min","<min","<min","<min","<min","<min","<min",null,4.5999999999999996,16.5,16,15.5,15.5,"<min","<min","<min","<min","<min","<min","<min","<min","<min","<min","<min","<min","<min","<min","<min","<min","<min","<min","<min","<min","<min","<min","<min","<min"]
[null,null,null,null,null,null,null,null,4.7,21.5,17.5,14.5,13,"<min","<min","<min","<min","<min","<min","<min","<min","<min","<min","<min","<min","<min","<min","<min","<min","<min","<min","<min","<min","<min","<min","<min","<min",null,4.7,17,16.5,15.5,15.5,"<min","<min","<min","<min","<min","<min","<min","<min","<min","<min","<min","<min","<min","<min","<min","<min","<min","<min","<min","<min","<min","<min","<min","<min"]
[null,null,null,null,null,null,null,null,4.8,21.5,17.5,14.5,13,"<min","<min","<min","<min","<min","<min","<min","<min","<min","<min","<min","<min","<min","<min","<min","<min","<min","<min","<min","<min","<min","<min","<min","<min",null,4.8,17.5,16.5,16,16,"<min","<min","<min","<min","<min","<min","<min","<min","<min","<min","<min","<min","<min","<min","<min","<min","<min","<min","<min","<min","<min","<min","<min","<min"]
[null,null,null,null,null,null,null,null,4.9000000000000004,22,18,15,13.5,"<min","<min","<min","<min","<min","<min","<min","<min","<min","<min","<min","<min","<min","<min","<min","<min","<min","<min","<min","<min","<min","<min","<min","<min",null,4.9000000000000004,17.5,17,16.5,16,"<min","<min","<min","<min","<min","<min","<min","<min","<min","<min","<min","<min","<min","<min","<min","<min","<min","<min","<min","<min","<min","<min","<min","<min"]
[null,null,null,null,null,null,null,null,5,22,18,15.5,13.5,"<min","<min","<min","<min","<min","<min","<min","<min","<min","<min","<min","<min","<min","<min","<min","<min","<min","<min","<min","<min","<min","<min","<min","<min",null,5,18,17.5,16.5,16.5,"<min","<min","<min","<min","<min","<min","<min","<min","<min","<min","<min","<min","<min","<min","<min","<min","<min","<min","<min","<min","<min","<min","<min","<min"]
[null,null,null,null,null,null,null,null,5.0999999999999996,22.5,18.5,15.5,14,37.5,"<min","<min","<min","<min","<min","<min","<min","<min","<min","<min","<min","<min","<min","<min","<min","<min","<min","<min","<min","<min","<min","<min","<min",null,5.0999999999999996,18.5,17.5,17,17,"<min","<min","<min","<min","<min","<min","<min","<min","<min","<min","<min","<min","<min","<min","<min","<min","<min","<min","<min","<min","<min","<min","<min","<min"]
[null,null,null,null,null,null,null,null,5.2,23,19,16,14,38,"<min","<min","<min","<min","<min","<min","<min","<min","<min","<min","<min","<min","<min","<min","<min","<min","<min","<min","<min","<min","<min","<min","<min",null,5.2,18.5,18,17,17,"<min","<min","<min","<min","<min","<min","<min","<min","<min","<min","<min","<min","<min","<min","<min","<min","<min","<min","<min","<min","<min","<min","<min","<min"]
[null,null,null,null,null,null,null,null,5.3,23,19,16,14.5,38.5,"<min","<min","<min","<min","<min","<min","<min","<min","<min","<min","<min","<min","<min","<min","<min","<min","<min","<min","<min","<min","<min","<min","<min",null,5.3,19,18,17.5,17.5,"<min","<min","<min","<min","<min","<min","<min","<min","<min","<min","<min","<min","<min","<min","<min","<min","<min","<min","<min","<min","<min","<min","<min","<min"]
[null,null,null,null,null,null,null,null,5.4,23.5,19.5,16.5,14.5,38.5,"<min","<min","<min","<min","<min","<min","<min","<min","<min","<min","<min","<min","<min","<min","<min","<min","<min","<min","<min","<min","<min","<min","<min",null,5.4,19.5,18.5,18,17.5,"<min","<min","<min","<min","<min","<min","<min","<min","<min","<min","<min","<min","<min","<min","<min","<min","<min","<min","<min","<min","<min","<min","<min","<min"]
[null,null,null,null,null,null,null,null,5.5,24,20,16.5,15,39,"<min","<min","<min","<min","<min","<min","<min","<min","<min","<min","<min","<min","<min","<min","<min","<min","<min","<min","<min","<min","<min","<min","<min",null,5.5,19.5,19,18,18,"<min","<min","<min","<min","<min","<min","<min","<min","<min","<min","<min","<min","<min","<min","<min","<min","<min","<min","<min","<min","<min","<min","<min","<min"]
[null,null,null,null,null,null,null,null,5.6,24,20,17,15.5,39.5,"<min","<min","<min","<min","<min","<min","<min","<min","<min","<min","<min","<min","<min","<min","<min","<min","<min","<min","<min","<min","<min","<min","<min",null,5.6,20,19,18.5,18.5,"<min","<min","<min","<min","<min","<min","<min","<min","<min","<min","<min","<min","<min","<min","<min","<min","<min","<min","<min","<min","<min","<min","<min","<min"]
[null,null,null,null,null,null,null,null,5.7,24.5,20.5,17,15.5,40,"<min","<min","<min","<min","<min","<min","<min","<min","<min","<min","<min","<min","<min","<min","<min","<min","<min","<min","<min","<min","<min","<min","<min",null,5.7,20.5,19.5,19,18.5,"<min","<min","<min","<min","<min","<min","<min","<min","<min","<min","<min","<min","<min","<min","<min","<min","<min","<min","<min","<min","<min","<min","<min","<min"]
[null,null,null,null,null,null,null,null,5.8,24.5,20.5,17.5,16,40,"<min","<min","<min","<min","<min","<min","<min","<min","<min","<min","<min","<min","<min","<min","<min","<min","<min","<min","<min","<min","<min","<min","<min",null,5.8,20.5,20,19,19,"<min","<min","<min","<min","<min","<min","<min","<min","<min","<min","<min","<min","<min","<min","<min","<min","<min","<min","<min","<min","<min","<min","<min","<min"]
[null,null,null,null,null,null,null,null,5.9,25,21,17.5,16,40.5,"<min","<min","<min","<min","<min","<min","<min","<min","<min","<min","<min","<min","<min","<min","<min","<min","<min","<min","<min","<min","<min","<min","<min",null,5.9,21,20,19.5,19,"<min","<min","<min","<min","<min","<min","<min","<min","<min","<min","<min","<min","<min","<min","<min","<min","<min","<min","<min","<min","<min","<min","<min","<min"]
[null,null,null,null,null,null,null,null,6,25.5,21.5,18,16.5,41,"<min","<min","<min","<min","<min","<min","<min","<min","<min","<min","<min","<min","<min","<min","<min","<min","<min","<min","<min","<min","<min","<min","<min",null,6,21.5,20.5,19.5,19.5,"<min","<min","<min","<min","<min","<min","<min","<min","<min","<min","<min","<min","<min","<min","<min","<min","<min","<min","<min","<min","<min","<min","<min","<min"]
[null,null,null,null,null,null,null,null,6.1,25.5,21.5,18.5,16.5,41.5,"<min","<min","<min","<min","<min","<min","<min","<min","<min","<min","<min","<min","<min","<min","<min","<min","<min","<min","<min","<min","<min","<min","<min",null,6.1,21.5,21,20,20,"<min","<min","<min","<min","<min","<min","<min","<min","<min","<min","<min","<min","<min","<min","<min","<min","<min","<min","<min","<min","<min","<min","<min","<min"]
[null,null,null,null,null,null,null,null,6.2,26,22,18.5,17,41.5,"<min","<min","<min","<min","<min","<min","<min","<min","<min","<min","<min","<min","<min","<min","<min","<min","<min","<min","<min","<min","<min","<min","<min",null,6.2,22,21,20.5,20,"<min","<min","<min","<min","<min","<min","<min","<min","<min","<min","<min","<min","<min","<min","<min","<min","<min","<min","<min","<min","<min","<min","<min","<min"]
[null,null,null,null,null,null,null,null,6.3,26,22,19,17,42,"<min","<min","<min","<min","<min","<min","<min","<min","<min","<min","<min","<min","<min","<min","<min","<min","<min","<min","<min","<min","<min","<min","<min",null,6.3,22.5,21.5,20.5,20.5,"<min","<min","<min","<min","<min","<min","<min","<min","<min","<min","<min","<min","<min","<min","<min","<min","<min","<min","<min","<min","<min","<min","<min","<min"]
[null,null,null,null,null,null,null,null,6.4,26.5,22.5,19,17.5,42.5,"<min","<min","<min","<min","<min","<min","<min","<min","<min","<min","<min","<min","<min","<min","<min","<min","<min","<min","<min","<min","<min","<min","<min",null,6.4,22.5,21.5,21,20.5,"<min","<min","<min","<min","<min","<min","<min","<min","<min","<min","<min","<min","<min","<min","<min","<min","<min","<min","<min","<min","<min","<min","<min","<min"]
[null,null,null,null,null,null,null,null,6.5000000000000098,27,23,19.5,17.5,43,"<min","<min","<min","<min","<min","<min","<min","<min","<min","<min","<min","<min","<min","<min","<min","<min","<min","<min","<min","<min","<min","<min","<min",null,6.5000000000000098,23,22,21,21,"<min","<min","<min","<min","<min","<min","<min","<min","<min","<min","<min","<min","<min","<min","<min","<min","<min","<min","<min","<min","<min","<min","<min","<min"]
[null,null,null,null,null,null,null,null,6.6,27,23,19.5,18,43,37.5,"<min","<min","<min","<min","<min","<min","<min","<min","<min","<min","<min","<min","<min","<min","<min","<min","<min","<min","<min","<min","<min","<min",null,6.6,23.5,22.5,21.5,21.5,"<min","<min","<min","<min","<min","<min","<min","<min","<min","<min","<min","<min","<min","<min","<min","<min","<min","<min","<min","<min","<min","<min","<min","<min"]
[null,null,null,null,null,null,null,null,6.7,27.5,23.5,20,18,43.5,38,"<min","<min","<min","<min","<min","<min","<min","<min","<min","<min","<min","<min","<min","<min","<min","<min","<min","<min","<min","<min","<min","<min",null,6.7,23.5,22.5,22,21.5,"<min","<min","<min","<min","<min","<min","<min","<min","<min","<min","<min","<min","<min","<min","<min","<min","<min","<min","<min","<min","<min","<min","<min","<min"]
[null,null,null,null,null,null,null,null,6.8000000000000096,27.5,23.5,20,18.5,44,38,"<min","<min","<min","<min","<min","<min","<min","<min","<min","<min","<min","<min","<min","<min","<min","<min","<min","<min","<min","<min","<min","<min",null,6.8000000000000096,24,23,22,22,37.5,"<min","<min","<min","<min","<min","<min","<min","<min","<min","<min","<min","<min","<min","<min","<min","<min","<min","<min","<min","<min","<min","<min","<min"]
[null,null,null,null,null,null,null,null,6.9000000000000101,28,24,20.5,19,44.5,38.5,"<min","<min","<min","<min","<min","<min","<min","<min","<min","<min","<min","<min","<min","<min","<min","<min","<min","<min","<min","<min","<min","<min",null,6.9000000000000101,24,23,22.5,22,38,"<min","<min","<min","<min","<min","<min","<min","<min","<min","<min","<min","<min","<min","<min","<min","<min","<min","<min","<min","<min","<min","<min","<min"]
[null,null,null,null,null,null,null,null,7.0000000000000098,28.5,24,20.5,19,45,39,"<min","<min","<min","<min","<min","<min","<min","<min","<min","<min","<min","<min","<min","<min","<min","<min","<min","<min","<min","<min","<min","<min",null,7.0000000000000098,24.5,23.5,22.5,22.5,38,"<min","<min","<min","<min","<min","<min","<min","<min","<min","<min","<min","<min","<min","<min","<min","<min","<min","<min","<min","<min","<min","<min","<min"]
[null,null,null,null,null,null,null,null,7.1,28.5,24.5,21,19.5,45,39,"<min","<min","<min","<min","<min","<min","<min","<min","<min","<min","<min","<min","<min","<min","<min","<min","<min","<min","<min","<min","<min","<min",null,7.1,25,24,23,22.5,38.5,"<min","<min","<min","<min","<min","<min","<min","<min","<min","<min","<min","<min","<min","<min","<min","<min","<min","<min","<min","<min","<min","<min","<min"]
[null,null,null,null,null,null,null,null,7.2000000000000099,29,25,21,19.5,45.5,39.5,"<min","<min","<min","<min","<min","<min","<min","<min","<min","<min","<min","<min","<min","<min","<min","<min","<min","<min","<min","<min","<min","<min",null,7.2000000000000099,25,24,23.5,23,39,"<min","<min","<min","<min","<min","<min","<min","<min","<min","<min","<min","<min","<min","<min","<min","<min","<min","<min","<min","<min","<min","<min","<min"]
[null,null,null,null,null,null,null,null,7.3000000000000096,29,25,21.5,20,46,40,"<min","<min","<min","<min","<min","<min","<min","<min","<min","<min","<min","<min","<min","<min","<min","<min","<min","<min","<min","<min","<min","<min",null,7.3000000000000096,25.5,24.5,23.5,23.5,39.5,"<min","<min","<min","<min","<min","<min","<min","<min","<min","<min","<min","<min","<min","<min","<min","<min","<min","<min","<min","<min","<min","<min","<min"]
[null,null,null,null,null,null,null,null,7.4000000000000101,29.5,25.5,21.5,20,46.5,40,"<min","<min","<min","<min","<min","<min","<min","<min","<min","<min","<min","<min","<min","<min","<min","<min","<min","<min","<min","<min","<min","<min",null,7.4000000000000101,26,24.5,24,23.5,39.5,"<min","<min","<min","<min","<min","<min","<min","<min","<min","<min","<min","<min","<min","<min","<min","<min","<min","<min","<min","<min","<min","<min","<min"]
[null,null,null,null,null,null,null,null,7.5000000000000098,29.5,25.5,22,20.5,46.5,40.5,"<min","<min","<min","<min","<min","<min","<min","<min","<min","<min","<min","<min","<min","<min","<min","<min","<min","<min","<min","<min","<min","<min",null,7.5000000000000098,26,25,24,24,40,"<min","<min","<min","<min","<min","<min","<min","<min","<min","<min","<min","<min","<min","<min","<min","<min","<min","<min","<min","<min","<min","<min","<min"]
[null,null,null,null,null,null,null,null,7.6000000000000103,30,26,22,20.5,47,41,"<min","<min","<min","<min","<min","<min","<min","<min","<min","<min","<min","<min","<min","<min","<min","<min","<min","<min","<min","<min","<min","<min",null,7.6000000000000103,26.5,25.5,24.5,24,40.5,37.5,"<min","<min","<min","<min","<min","<min","<min","<min","<min","<min","<min","<min","<min","<min","<min","<min","<min","<min","<min","<min","<min","<min"]
[null,null,null,null,null,null,null,null,7.7000000000000099,30.5,26,22.5,21,47.5,41,"<min","<min","<min","<min","<min","<min","<min","<min","<min","<min","<min","<min","<min","<min","<min","<min","<min","<min","<min","<min","<min","<min",null,7.7000000000000099,26.5,25.5,25,24.5,40.5,38,"<min","<min","<min","<min","<min","<min","<min","<min","<min","<min","<min","<min","<min","<min","<min","<min","<min","<min","<min","<min","<min","<min"]
[null,null,null,null,null,null,null,null,7.8000000000000096,30.5,26.5,22.5,21,48,41.5,"<min","<min","<min","<min","<min","<min","<min","<min","<min","<min","<min","<min","<min","<min","<min","<min","<min","<min","<min","<min","<min","<min",null,7.8000000000000096,27,26,25,24.5,41,38,"<min","<min","<min","<min","<min","<min","<min","<min","<min","<min","<min","<min","<min","<min","<min","<min","<min","<min","<min","<min","<min","<min"]
[null,null,null,null,null,null,null,null,7.9000000000000101,31,27,23,21.5,48,42,"<min","<min","<min","<min","<min","<min","<min","<min","<min","<min","<min","<min","<min","<min","<min","<min","<min","<min","<min","<min","<min","<min",null,7.9000000000000101,27.5,26,25.5,25,41.5,38.5,"<min","<min","<min","<min","<min","<min","<min","<min","<min","<min","<min","<min","<min","<min","<min","<min","<min","<min","<min","<min","<min","<min"]
[null,null,null,null,null,null,null,null,8.0000000000000107,31,27,23,21.5,48.5,42,"<min","<min","<min","<min","<min","<min","<min","<min","<min","<min","<min","<min","<min","<min","<min","<min","<min","<min","<min","<min","<min","<min",null,8.0000000000000107,27.5,26.5,25.5,25.5,42,39,"<min","<min","<min","<min","<min","<min","<min","<min","<min","<min","<min","<min","<min","<min","<min","<min","<min","<min","<min","<min","<min","<min"]
[null,null,null,null,null,null,null,null,8.1000000000000103,31.5,27.5,23.5,22,49,42.5,"<min","<min","<min","<min","<min","<min","<min","<min","<min","<min","<min","<min","<min","<min","<min","<min","<min","<min","<min","<min","<min","<min",null,8.1000000000000103,28,27,26,25.5,42,39,"<min","<min","<min","<min","<min","<min","<min","<min","<min","<min","<min","<min","<min","<min","<min","<min","<min","<min","<min","<min","<min","<min"]
[null,null,null,null,null,null,null,null,8.2000000000000099,31.5,27.5,23.5,22,49.5,43,37.5,"<min","<min","<min","<min","<min","<min","<min","<min","<min","<min","<min","<min","<min","<min","<min","<min","<min","<min","<min","<min","<min",null,8.2000000000000099,28,27,26.5,26,42.5,39.5,"<min","<min","<min","<min","<min","<min","<min","<min","<min","<min","<min","<min","<min","<min","<min","<min","<min","<min","<min","<min","<min","<min"]
[null,null,null,null,null,null,null,null,8.3000000000000096,32,28,24,22.5,49.5,43,38,"<min","<min","<min","<min","<min","<min","<min","<min","<min","<min","<min","<min","<min","<min","<min","<min","<min","<min","<min","<min","<min",null,8.3000000000000096,28.5,27.5,26.5,26,43,40,"<min","<min","<min","<min","<min","<min","<min","<min","<min","<min","<min","<min","<min","<min","<min","<min","<min","<min","<min","<min","<min","<min"]
[null,null,null,null,null,null,null,null,8.4000000000000092,32.5,28,24,22.5,50,43.5,38,"<min","<min","<min","<min","<min","<min","<min","<min","<min","<min","<min","<min","<min","<min","<min","<min","<min","<min","<min","<min","<min",null,8.4000000000000092,29,27.5,27,26.5,43,40,37.5,"<min","<min","<min","<min","<min","<min","<min","<min","<min","<min","<min","<min","<min","<min","<min","<min","<min","<min","<min","<min","<min"]
[null,null,null,null,null,null,null,null,8.5000000000000107,32.5,28.5,24.5,23,50.5,44,38.5,"<min","<min","<min","<min","<min","<min","<min","<min","<min","<min","<min","<min","<min","<min","<min","<min","<min","<min","<min","<min","<min",null,8.5000000000000107,29,28,27,26.5,43.5,40.5,38,"<min","<min","<min","<min","<min","<min","<min","<min","<min","<min","<min","<min","<min","<min","<min","<min","<min","<min","<min","<min","<min"]
[null,null,null,null,null,null,null,null,8.6000000000000103,33,28.5,24.5,23.5,50.5,44,39,"<min","<min","<min","<min","<min","<min","<min","<min","<min","<min","<min","<min","<min","<min","<min","<min","<min","<min","<min","<min","<min",null,8.6000000000000103,29.5,28.5,27.5,27,44,41,38,"<min","<min","<min","<min","<min","<min","<min","<min","<min","<min","<min","<min","<min","<min","<min","<min","<min","<min","<min","<min","<min"]
[null,null,null,null,null,null,null,null,8.7000000000000099,33,29,25,23.5,51,44.5,39,"<min","<min","<min","<min","<min","<min","<min","<min","<min","<min","<min","<min","<min","<min","<min","<min","<min","<min","<min","<min","<min",null,8.7000000000000099,29.5,28.5,27.5,27,44.5,41,38.5,"<min","<min","<min","<min","<min","<min","<min","<min","<min","<min","<min","<min","<min","<min","<min","<min","<min","<min","<min","<min","<min"]
[null,null,null,null,null,null,null,null,8.8000000000000096,33.5,29,25,24,51.5,45,39.5,"<min","<min","<min","<min","<min","<min","<min","<min","<min","<min","<min","<min","<min","<min","<min","<min","<min","<min","<min","<min","<min",null,8.8000000000000096,30,29,28,27.5,44.5,41.5,39,"<min","<min","<min","<min","<min","<min","<min","<min","<min","<min","<min","<min","<min","<min","<min","<min","<min","<min","<min","<min","<min"]
[null,null,null,null,null,null,null,null,8.9000000000000092,34,29.5,25.5,24,52,45,40,"<min","<min","<min","<min","<min","<min","<min","<min","<min","<min","<min","<min","<min","<min","<min","<min","<min","<min","<min","<min","<min",null,8.9000000000000092,30.5,29,28.5,28,45,42,39,"<min","<min","<min","<min","<min","<min","<min","<min","<min","<min","<min","<min","<min","<min","<min","<min","<min","<min","<min","<min","<min"]
[null,null,null,null,null,null,null,null,9.0000000000000107,34,29.5,25.5,24.5,52,45.5,40,"<min","<min","<min","<min","<min","<min","<min","<min","<min","<min","<min","<min","<min","<min","<min","<min","<min","<min","<min","<min","<min",null,9.0000000000000107,30.5,29.5,28.5,28,45.5,42.5,39.5,37.5,"<min","<min","<min","<min","<min","<min","<min","<min","<min","<min","<min","<min","<min","<min","<min","<min","<min","<min","<min","<min"]
[null,null,null,null,null,null,null,null,9.1000000000000103,34.5,30,26,24.5,52.5,46,40.5,"<min","<min","<min","<min","<min","<min","<min","<min","<min","<min","<min","<min","<min","<min","<min","<min","<min","<min","<min","<min","<min",null,9.1000000000000103,31,29.5,29,28.5,46,42.5,40,38,"<min","<min","<min","<min","<min","<min","<min","<min","<min","<min","<min","<min","<min","<min","<min","<min","<min","<min","<min","<min"]
[null,null,null,null,null,null,null,null,9.2000000000000099,34.5,30.5,26,25,53,46,41,"<min","<min","<min","<min","<min","<min","<min","<min","<min","<min","<min","<min","<min","<min","<min","<min","<min","<min","<min","<min","<min",null,9.2000000000000099,31,30,29,28.5,46,43,40,38,"<min","<min","<min","<min","<min","<min","<min","<min","<min","<min","<min","<min","<min","<min","<min","<min","<min","<min","<min","<min"]
[null,null,null,null,null,null,null,null,9.3000000000000096,35,30.5,26.5,25,53.5,46.5,41,"<min","<min","<min","<min","<min","<min","<min","<min","<min","<min","<min","<min","<min","<min","<min","<min","<min","<min","<min","<min","<min",null,9.3000000000000096,31.5,30.5,29.5,29,46.5,43.5,40.5,38.5,"<min","<min","<min","<min","<min","<min","<min","<min","<min","<min","<min","<min","<min","<min","<min","<min","<min","<min","<min","<min"]
[null,null,null,null,null,null,null,null,9.4000000000000092,35,31,26.5,25.5,53.5,47,41.5,"<min","<min","<min","<min","<min","<min","<min","<min","<min","<min","<min","<min","<min","<min","<min","<min","<min","<min","<min","<min","<min",null,9.4000000000000092,32,30.5,29.5,29,47,43.5,41,39,"<min","<min","<min","<min","<min","<min","<min","<min","<min","<min","<min","<min","<min","<min","<min","<min","<min","<min","<min","<min"]
[null,null,null,null,null,null,null,null,9.5000000000000107,35.5,31,27,25.5,54,47.5,42,"<min","<min","<min","<min","<min","<min","<min","<min","<min","<min","<min","<min","<min","<min","<min","<min","<min","<min","<min","<min","<min",null,9.5000000000000107,32,31,30,29.5,47,44,41,39,"<min","<min","<min","<min","<min","<min","<min","<min","<min","<min","<min","<min","<min","<min","<min","<min","<min","<min","<min","<min"]
[null,null,null,null,null,null,null,null,9.6000000000000103,36,31.5,27,26,54.5,47.5,42,"<min","<min","<min","<min","<min","<min","<min","<min","<min","<min","<min","<min","<min","<min","<min","<min","<min","<min","<min","<min","<min",null,9.6000000000000103,32.5,31,30.5,29.5,47.5,44.5,41.5,39.5,100,"<min","<min","<min","<min","<min","<min","<min","<min","<min","<min","<min","<min","<min","<min","<min","<min","<min","<min","<min"]
[null,null,null,null,null,null,null,null,9.7000000000000099,36,31.5,27.5,26,54.5,48,42.5,"<min","<min","<min","<min","<min","<min","<min","<min","<min","<min","<min","<min","<min","<min","<min","<min","<min","<min","<min","<min","<min",null,9.7000000000000099,32.5,31.5,30.5,30,48,44.5,42,39.5,100.5,"<min","<min","<min","<min","<min","<min","<min","<min","<min","<min","<min","<min","<min","<min","<min","<min","<min","<min","<min"]
[null,null,null,null,null,null,null,null,9.8000000000000096,36.5,32,27.5,26.5,55,48.5,43,"<min","<min","<min","<min","<min","<min","<min","<min","<min","<min","<min","<min","<min","<min","<min","<min","<min","<min","<min","<min","<min",null,9.8000000000000096,33,31.5,31,30.5,48,45,42,40,101.5,"<min","<min","<min","<min","<min","<min","<min","<min","<min","<min","<min","<min","<min","<min","<min","<min","<min","<min","<min"]
[null,null,null,null,null,null,null,null,9.9000000000000092,36.5,32,28,26.5,55.5,48.5,43,"<min",100,"<min","<min","<min","<min","<min","<min","<min","<min","<min","<min","<min","<min","<min","<min","<min","<min","<min","<min","<min",null,9.9000000000000092,33,32,31,30.5,48.5,45.5,42.5,40.5,102,"<min","<min","<min","<min","<min","<min","<min","<min","<min","<min","<min","<min","<min","<min","<min","<min","<min","<min","<min"]
[null,null,null,null,null,null,null,null,10,37,32.5,28,27,56,49,43.5,"<min",100.5,"<min","<min","<min","<min","<min","<min","<min","<min","<min","<min","<min","<min","<min","<min","<min","<min","<min","<min","<min",null,10,33.5,32.5,31.5,31,49,45.5,43,40.5,103,"<min","<min","<min","<min","<min","<min","<min","<min","<min","<min","<min","<min","<min","<min","<min","<min","<min","<min","<min"]
[null,null,null,null,null,null,null,null,10.1,37,32.5,28.5,27,56,49.5,44,"<min",101.5,"<min","<min","<min","<min","<min","<min","<min","<min","<min","<min","<min","<min","<min","<min","<min","<min","<min","<min","<min",null,10.1,34,32.5,31.5,31,49.5,46,43,41,103.5,"<min","<min","<min","<min","<min","<min","<min","<min","<min","<min","<min","<min","<min","<min","<min","<min","<min","<min","<min"]
[null,null,null,null,null,null,null,null,10.199999999999999,37.5,33,28.5,27.5,56.5,49.5,44,37.5,102,"<min","<min","<min","<min","<min","<min","<min","<min","<min","<min","<min","<min","<min","<min","<min","<min","<min","<min","<min",null,10.199999999999999,34,33,32,31.5,49.5,46.5,43.5,41.5,104,"<min","<min","<min","<min","<min","<min","<min","<min","<min","<min","<min","<min","<min","<min","<min","<min","<min","<min","<min"]
[null,null,null,null,null,null,null,null,10.3,38,33,29,27.5,57,50,44.5,38,103,"<min","<min","<min","<min","<min","<min","<min","<min","<min","<min","<min","<min","<min","<min","<min","<min","<min","<min","<min",null,10.3,34.5,33,32.5,31.5,50,46.5,44,41.5,105,"<min","<min","<min","<min","<min","<min","<min","<min","<min","<min","<min","<min","<min","<min","<min","<min","<min","<min","<min"]
[null,null,null,null,null,null,null,null,10.4,38,33.5,29,28,57,50.5,45,38,103.5,"<min","<min","<min","<min","<min","<min","<min","<min","<min","<min","<min","<min","<min","<min","<min","<min","<min","<min","<min",null,10.4,34.5,33.5,32.5,32,50.5,47,44,42,105.5,"<min","<min","<min","<min","<min","<min","<min","<min","<min","<min","<min","<min","<min","<min","<min","<min","<min","<min","<min"]
[null,null,null,null,null,null,null,null,10.5,38.5,33.5,29.5,28,57.5,50.5,45,38.5,104.5,"<min","<min","<min","<min","<min","<min","<min","<min","<min","<min","<min","<min","<min","<min","<min","<min","<min","<min","<min",null,10.5,35,33.5,33,32,50.5,47.5,44.5,42,106.5,"<min","<min","<min","<min","<min","<min","<min","<min","<min","<min","<min","<min","<min","<min","<min","<min","<min","<min","<min"]
[null,null,null,null,null,null,null,null,10.6,38.5,34,29.5,28.5,58,51,45.5,38.5,105,"<min","<min","<min","<min","<min","<min","<min","<min","<min","<min","<min","<min","<min","<min","<min","<min","<min","<min","<min",null,10.6,35.5,34,33,32.5,51,47.5,45,42.5,107,"<min","<min","<min","<min","<min","<min","<min","<min","<min","<min","<min","<min","<min","<min","<min","<min","<min","<min","<min"]
[null,null,null,null,null,null,null,null,10.7,39,34,30,28.5,58.5,51.5,46,39,105.5,100,"<min","<min","<min","<min","<min","<min","<min","<min","<min","<min","<min","<min","<min","<min","<min","<min","<min","<min",null,10.7,35.5,34.5,33.5,32.5,51.5,48,45,43,107.5,"<min","<min","<min","<min","<min","<min","<min","<min","<min","<min","<min","<min","<min","<min","<min","<min","<min","<min","<min"]
[null,null,null,null,null,null,null,null,10.8,39,34.5,30.5,29,58.5,51.5,46,39.5,106.5,100.5,"<min","<min","<min","<min","<min","<min","<min","<min","<min","<min","<min","<min","<min","<min","<min","<min","<min","<min",null,10.8,36,34.5,33.5,33,52,48.5,45.5,43,108.5,"<min","<min","<min","<min","<min","<min","<min","<min","<min","<min","<min","<min","<min","<min","<min","<min","<min","<min","<min"]
[null,null,null,null,null,null,null,null,10.9,39.5,34.5,30.5,29,59,52,46.5,39.5,107,101.5,"<min","<min","<min","<min","<min","<min","<min","<min","<min","<min","<min","<min","<min","<min","<min","<min","<min","<min",null,10.9,36,35,34,33.5,52,48.5,46,43.5,109,"<min","<min","<min","<min","<min","<min","<min","<min","<min","<min","<min","<min","<min","<min","<min","<min","<min","<min","<min"]
[null,null,null,null,null,null,null,null,11,40,35,31,29.5,59.5,52.5,47,40,108,102,"<min","<min","<min","<min","<min","<min","<min","<min","<min","<min","<min","<min","<min","<min","<min","<min","<min","<min",null,11,36.5,35,34,33.5,52.5,49,46,44,110,"<min","<min","<min","<min","<min","<min","<min","<min","<min","<min","<min","<min","<min","<min","<min","<min","<min","<min","<min"]
[null,null,null,null,null,null,null,null,11.1,40,35,31,29.5,59.5,53,47,40,108.5,102.5,"<min","<min","<min","<min","<min","<min","<min","<min","<min","<min","<min","<min","<min","<min","<min","<min","<min","<min",null,11.1,36.5,35.5,34.5,34,53,49.5,46.5,44,110.5,"<min","<min","<min","<min","<min","<min","<min","<min","<min","<min","<min","<min","<min","<min","<min","<min","<min","<min","<min"]
[null,null,null,null,null,null,null,null,11.2,40.5,35.5,31.5,30,60,53,47.5,40.5,109.5,103.5,"<min","<min","<min","<min","<min","<min","<min","<min","<min","<min","<min","<min","<min","<min","<min","<min","<min","<min",null,11.2,37,35.5,35,34,53,49.5,47,44.5,111,"<min","<min","<min","<min","<min","<min","<min","<min","<min","<min","<min","<min","<min","<min","<min","<min","<min","<min","<min"]
[null,null,null,null,null,null,null,null,11.3,40.5,35.5,31.5,30.5,60.5,53.5,47.5,41,110,104,"<min","<min","<min","<min","<min","<min","<min","<min","<min","<min","<min","<min","<min","<min","<min","<min","<min","<min",null,11.3,37.5,36,35,34.5,53.5,50,47,44.5,112,100,"<min","<min","<min","<min","<min","<min","<min","<min","<min","<min","<min","<min","<min","<min","<min","<min","<min","<min"]
[null,null,null,null,null,null,null,null,11.4,41,36,32,30.5,60.5,54,48,41,110.5,104.5,"<min","<min","<min","<min","<min","<min","<min","<min","<min","<min","<min","<min","<min","<min","<min","<min","<min","<min",null,11.4,37.5,36.5,35.5,34.5,54,50.5,47.5,45,112.5,100.5,"<min","<min","<min","<min","<min","<min","<min","<min","<min","<min","<min","<min","<min","<min","<min","<min","<min","<min"]
[null,null,null,null,null,null,null,null,11.5,41,36,32,31,61,54,48.5,41.5,111.5,105.5,"<min","<min","<min","<min","<min","<min","<min","<min","<min","<min","<min","<min","<min","<min","<min","<min","<min","<min",null,11.5,38,36.5,35.5,35,54,50.5,47.5,45.5,113.5,101,"<min","<min","<min","<min","<min","<min","<min","<min","<min","<min","<min","<min","<min","<min","<min","<min","<min","<min"]
[null,null,null,null,null,null,null,null,11.6,41.5,36.5,32.5,31,61.5,54.5,48.5,42,112,106,"<min","<min","<min","<min","<min","<min","<min","<min","<min","<min","<min","<min","<min","<min","<min","<min","<min","<min",null,11.6,38,37,36,35,54.5,51,48,45.5,114,101.5,"<min","<min","<min","<min","<min","<min","<min","<min","<min","<min","<min","<min","<min","<min","<min","<min","<min","<min"]
[null,null,null,null,null,null,null,null,11.7,42,36.5,32.5,31.5,62,55,49,42,113,106.5,"<min","<min","<min","<min","<min","<min","<min","<min","<min","<min","<min","<min","<min","<min","<min","<min","<min","<min",null,11.7,38.5,37,36,35.5,55,51.5,48.5,46,114.5,102.5,"<min","<min","<min","<min","<min","<min","<min","<min","<min","<min","<min","<min","<min","<min","<min","<min","<min","<min"]
[null,null,null,null,null,null,null,null,11.8,42,37,33,31.5,62,55,49.5,42.5,113.5,107.5,"<min","<min","<min","<min","<min","<min","<min","<min","<min","<min","<min","<min","<min","<min","<min","<min","<min","<min",null,11.8,38.5,37.5,36.5,35.5,55,51.5,48.5,46.5,115.5,103,"<min","<min","<min","<min","<min","<min","<min","<min","<min","<min","<min","<min","<min","<min","<min","<min","<min","<min"]
[null,null,null,null,null,null,null,null,11.9,42.5,37,33,31.5,62.5,55.5,49.5,42.5,114.5,108,"<min","<min","<min","<min","<min","<min","<min","<min","<min","<min","<min","<min","<min","<min","<min","<min","<min","<min",null,11.9,39,37.5,36.5,36,55.5,52,49,46.5,116,103.5,"<min","<min","<min","<min","<min","<min","<min","<min","<min","<min","<min","<min","<min","<min","<min","<min","<min","<min"]
[null,null,null,null,null,null,null,null,12,42.5,37.5,33.5,32,63,56,50,43,115,108.5,"<min","<min","<min","<min","<min","<min","<min","<min","<min","<min","<min","<min","<min","<min","<min","<min","<min","<min",null,12,39.5,38,37,36.5,56,52.5,49.5,47,116.5,104,"<min","<min","<min","<min","<min","<min","<min","<min","<min","<min","<min","<min","<min","<min","<min","<min","<min","<min"]
[null,null,null,null,null,null,null,null,12.1,43,37.5,33.5,32,63,56,50.5,43.5,115.5,109,"<min","<min","<min","<min","<min","<min","<min","<min","<min","<min","<min","<min","<min","<min","<min","<min","<min","<min",null,12.1,39.5,38,37,36.5,56,52.5,49.5,47,117.5,104.5,"<min","<min","<min","<min","<min","<min","<min","<min","<min","<min","<min","<min","<min","<min","<min","<min","<min","<min"]
[null,null,null,null,null,null,null,null,12.2,43,38,34,32.5,63.5,56.5,50.5,43.5,116.5,110,"<min","<min","<min","<min","<min","<min","<min","<min","<min","<min","<min","<min","<min","<min","<min","<min","<min","<min",null,12.2,40,38.5,37.5,37,56.5,53,50,47.5,118,105,"<min","<min","<min","<min","<min","<min","<min","<min","<min","<min","<min","<min","<min","<min","<min","<min","<min","<min"]
[null,null,null,null,null,null,null,null,12.3,43.5,38,34,32.5,64,57,51,44,117,110.5,"<min","<min","<min","<min","<min","<min","<min","<min","<min","<min","<min","<min","<min","<min","<min","<min","<min","<min",null,12.3,40,39,38,37,57,53.5,50.5,48,119,105.5,"<min","<min","<min","<min","<min","<min","<min","<min","<min","<min","<min","<min","<min","<min","<min","<min","<min","<min"]
[null,null,null,null,null,null,null,null,12.4,43.5,38.5,34.5,33,64,57.5,51.5,44,118,111,"<min","<min","<min","<min","<min","<min","<min","<min","<min","<min","<min","<min","<min","<min","<min","<min","<min","<min",null,12.4,40.5,39,38,37.5,57.5,53.5,50.5,48,119.5,106.5,"<min","<min","<min","<min","<min","<min","<min","<min","<min","<min","<min","<min","<min","<min","<min","<min","<min","<min"]
[null,null,null,null,null,null,null,null,12.5,44,38.5,34.5,33,64.5,57.5,51.5,44.5,118.5,112,"<min","<min","<min","<min","<min","<min","<min","<min","<min","<min","<min","<min","<min","<min","<min","<min","<min","<min",null,12.5,40.5,39.5,38.5,37.5,57.5,54,51,48.5,120,107,"<min","<min","<min","<min","<min","<min","<min","<min","<min","<min","<min","<min","<min","<min","<min","<min","<min","<min"]
[null,null,null,null,null,null,null,null,12.6,44,39,35,33.5,65,58,52,45,119.5,112.5,"<min","<min","<min","<min","<min","<min","<min","<min","<min","<min","<min","<min","<min","<min","<min","<min","<min","<min",null,12.6,41,39.5,38.5,38,58,54.5,51.5,49,121,107.5,"<min","<min","<min","<min","<min","<min","<min","<min","<min","<min","<min","<min","<min","<min","<min","<min","<min","<min"]
[null,null,null,null,null,null,null,null,12.7,44.5,39,35,33.5,65,58.5,52,45,120,113,"<min","<min","<min","<min","<min","<min","<min","<min","<min","<min","<min","<min","<min","<min","<min","<min","<min","<min",null,12.7,41,40,39,38,58.5,54.5,51.5,49,121.5,108,"<min","<min","<min","<min","<min","<min","<min","<min","<min","<min","<min","<min","<min","<min","<min","<min","<min","<min"]
[null,null,null,null,null,null,null,null,12.8,44.5,39,35.5,34,65.5,58.5,52.5,45.5,120.5,114,100,"<min","<min","<min","<min","<min","<min","<min","<min","<min","<min","<min","<min","<min","<min","<min","<min","<min",null,12.8,41.5,40,39,38.5,58.5,55,52,49.5,122,108.5,"<min","<min","<min","<min","<min","<min","<min","<min","<min","<min","<min","<min","<min","<min","<min","<min","<min","<min"]
[null,null,null,null,null,null,null,null,12.9,45,39.5,35.5,34,66,59,53,45.5,121.5,114.5,100.5,"<min","<min","<min","<min","<min","<min","<min","<min","<min","<min","<min","<min","<min","<min","<min","<min","<min",null,12.9,41.5,40.5,39.5,38.5,59,55,52,49.5,123,109,"<min","<min","<min","<min","<min","<min","<min","<min","<min","<min","<min","<min","<min","<min","<min","<min","<min","<min"]
[null,null,null,null,null,null,null,null,13,45.5,39.5,36,34.5,66,59.5,53,46,122,115,101,"<min","<min","<min","<min","<min","<min","<min","<min","<min","<min","<min","<min","<min","<min","<min","<min","<min",null,13,42,40.5,39.5,39,59.5,55.5,52.5,50,123.5,109.5,"<min","<min","<min","<min","<min","<min","<min","<min","<min","<min","<min","<min","<min","<min","<min","<min","<min","<min"]
[null,null,null,null,null,null,null,null,13.1,45.5,40,36,34.5,66.5,59.5,53.5,46.5,123,116,101.5,"<min","<min","<min","<min","<min","<min","<min","<min","<min","<min","<min","<min","<min","<min","<min","<min","<min",null,13.1,42.5,41,40,39,59.5,56,53,50.5,124.5,110.5,"<min","<min","<min","<min","<min","<min","<min","<min","<min","<min","<min","<min","<min","<min","<min","<min","<min","<min"]
[null,null,null,null,null,null,null,null,13.2,46,40,36.5,35,67,60,54,46.5,123.5,116.5,102,"<min","<min","<min","<min","<min","<min","<min","<min","<min","<min","<min","<min","<min","<min","<min","<min","<min",null,13.2,42.5,41,40,39.5,60,56,53,50.5,125,111,"<min","<min","<min","<min","<min","<min","<min","<min","<min","<min","<min","<min","<min","<min","<min","<min","<min","<min"]
[null,null,null,null,null,null,null,null,13.3,46,40.5,36.5,35,67,60.5,54,47,124.5,117,102.5,"<min","<min","<min","<min","<min","<min","<min","<min","<min","<min","<min","<min","<min","<min","<min","<min","<min",null,13.3,43,41.5,40.5,39.5,60.5,56.5,53.5,51,125.5,111.5,"<min","<min","<min","<min","<min","<min","<min","<min","<min","<min","<min","<min","<min","<min","<min","<min","<min","<min"]
[null,null,null,null,null,null,null,null,13.4,46.5,40.5,37,35.5,67.5,61,54.5,47.5,125,118,103,"<min","<min","<min","<min","<min","<min","<min","<min","<min","<min","<min","<min","<min","<min","<min","<min","<min",null,13.4,43,42,41,40,60.5,57,54,51,126.5,112,"<min","<min","<min","<min","<min","<min","<min","<min","<min","<min","<min","<min","<min","<min","<min","<min","<min","<min"]
[null,null,null,null,null,null,null,null,13.5,46.5,41,37,35.5,68,61,54.5,47.5,125.5,118.5,103.5,"<min","<min","<min","<min","<min","<min","<min","<min","<min","<min","<min","<min","<min","<min","<min","<min","<min",null,13.5,43.5,42,41,40.5,61,57,54,51.5,127,112.5,100,"<min","<min","<min","<min","<min","<min","<min","<min","<min","<min","<min","<min","<min","<min","<min","<min","<min"]
[null,null,null,null,null,null,null,null,13.6,47,41,37.5,36,68,61.5,55,48,126.5,119,104,"<min","<min","<min","<min","<min","<min","<min","<min","<min","<min","<min","<min","<min","<min","<min","<min","<min",null,13.6,43.5,42.5,41.5,40.5,61.5,57.5,54.5,52,127.5,113,100.5,"<min","<min","<min","<min","<min","<min","<min","<min","<min","<min","<min","<min","<min","<min","<min","<min","<min"]
[null,null,null,null,null,null,null,null,13.7,47,41.5,37.5,36,68.5,62,55.5,48,127,119.5,104.5,"<min","<min","<min","<min","<min","<min","<min","<min","<min","<min","<min","<min","<min","<min","<min","<min","<min",null,13.7,44,42.5,41.5,41,61.5,58,55,52,128.5,113.5,101,"<min","<min","<min","<min","<min","<min","<min","<min","<min","<min","<min","<min","<min","<min","<min","<min","<min"]
[null,null,null,null,null,null,null,null,13.8,47.5,41.5,38,36.5,68.5,62,55.5,48.5,128,120.5,105,"<min","<min","<min","<min","<min","<min","<min","<min","<min","<min","<min","<min","<min","<min","<min","<min","<min",null,13.8,44,43,42,41,62,58,55,52.5,129,114.5,101.5,"<min","<min","<min","<min","<min","<min","<min","<min","<min","<min","<min","<min","<min","<min","<min","<min","<min"]
[null,null,null,null,null,null,null,null,13.9,47.5,42,38,36.5,69,62.5,56,49,128.5,121,105.5,"<min","<min","<min","<min","<min","<min","<min","<min","<min","<min","<min","<min","<min","<min","<min","<min","<min",null,13.9,44.5,43,42,41.5,62,58.5,55.5,53,129.5,115,102,"<min","<min","<min","<min","<min","<min","<min","<min","<min","<min","<min","<min","<min","<min","<min","<min","<min"]
[null,null,null,null,null,null,null,null,14,48,42,38.5,37,69.5,63,56.5,49,129,121.5,106,"<min","<min","<min","<min","<min","<min","<min","<min","<min","<min","<min","<min","<min","<min","<min","<min","<min",null,14,44.5,43.5,42.5,41.5,62.5,58.5,55.5,53,130.5,115.5,102.5,"<min","<min","<min","<min","<min","<min","<min","<min","<min","<min","<min","<min","<min","<min","<min","<min","<min"]
[null,null,null,null,null,null,null,null,14.1,48,42.5,38.5,37,69.5,63,56.5,49.5,130,122.5,107,"<min","<min","<min","<min","<min","<min","<min","<min","<min","<min","<min","<min","<min","<min","<min","<min","<min",null,14.1,45,43.5,42.5,42,63,59,56,53.5,131,116,103,"<min","<min","<min","<min","<min","<min","<min","<min","<min","<min","<min","<min","<min","<min","<min","<min","<min"]
[null,null,null,null,null,null,null,null,14.2,48.5,42.5,39,37.5,70,63.5,57,49.5,130.5,123,107.5,"<min","<min","<min","<min","<min","<min","<min","<min","<min","<min","<min","<min","<min","<min","<min","<min","<min",null,14.2,45.5,44,43,42,63,59.5,56.5,53.5,131.5,116.5,103.5,"<min","<min","<min","<min","<min","<min","<min","<min","<min","<min","<min","<min","<min","<min","<min","<min","<min"]
[null,null,null,null,null,null,null,null,14.3,48.5,43,39,37.5,70.5,64,57,50,131.5,123.5,108,"<min","<min","<min","<min","<min","<min","<min","<min","<min","<min","<min","<min","<min","<min","<min","<min","<min",null,14.3,45.5,44,43,42.5,63.5,59.5,56.5,54,132.5,117,104,"<min","<min","<min","<min","<min","<min","<min","<min","<min","<min","<min","<min","<min","<min","<min","<min","<min"]
[null,null,null,null,null,null,null,null,14.4,49,43,39.5,38,70.5,64,57.5,50.5,132,124,108.5,"<min","<min","<min","<min","<min","<min","<min","<min","<min","<min","<min","<min","<min","<min","<min","<min","<min",null,14.4,46,44.5,43.5,42.5,64,60,57,54.5,133,117.5,104.5,"<min","<min","<min","<min","<min","<min","<min","<min","<min","<min","<min","<min","<min","<min","<min","<min","<min"]
[null,null,null,null,null,null,null,null,14.5,49,43.5,39.5,38,71,64.5,58,50.5,132.5,125,109,"<min","<min","<min","<min","<min","<min","<min","<min","<min","<min","<min","<min","<min","<min","<min","<min","<min",null,14.5,46,44.5,43.5,43,64,60.5,57.5,54.5,133.5,118,105,"<min","<min","<min","<min","<min","<min","<min","<min","<min","<min","<min","<min","<min","<min","<min","<min","<min"]
[null,null,null,null,null,null,null,null,14.6,49.5,43.5,40,38.5,71.5,65,58,51,133.5,125.5,109.5,"<min","<min","<min","<min","<min","<min","<min","<min","<min","<min","<min","<min","<min","<min","<min","<min","<min",null,14.6,46.5,45,44,43,64.5,60.5,57.5,55,134.5,119,105.5,"<min","<min","<min","<min","<min","<min","<min","<min","<min","<min","<min","<min","<min","<min","<min","<min","<min"]
[null,null,null,null,null,null,null,null,14.7,49.5,44,40,38.5,71.5,65,58.5,51,134,126,110,"<min","<min","<min","<min","<min","<min","<min","<min","<min","<min","<min","<min","<min","<min","<min","<min","<min",null,14.7,46.5,45.5,44,43.5,65,61,58,55,135,119.5,106,"<min","<min","<min","<min","<min","<min","<min","<min","<min","<min","<min","<min","<min","<min","<min","<min","<min"]
[null,null,null,null,null,null,null,null,14.8,50,44,40.5,39,72,65.5,58.5,51.5,135,127,110.5,"<min","<min","<min","<min","<min","<min","<min","<min","<min","<min","<min","<min","<min","<min","<min","<min","<min",null,14.8,47,45.5,44.5,43.5,65,61.5,58,55.5,135.5,120,106.5,"<min","<min","<min","<min","<min","<min","<min","<min","<min","<min","<min","<min","<min","<min","<min","<min","<min"]
[null,null,null,null,null,null,null,null,14.9,50,44.5,40.5,39,72,66,59,52,135.5,127.5,111,"<min","<min","<min","<min","<min","<min","<min","<min","<min","<min","<min","<min","<min","<min","<min","<min","<min",null,14.9,47,46,44.5,44,65.5,61.5,58.5,56,136,120.5,107,"<min","<min","<min","<min","<min","<min","<min","<min","<min","<min","<min","<min","<min","<min","<min","<min","<min"]
[null,null,null,null,null,null,null,null,15,50.5,44.5,41,39.5,72.5,66,59.5,52,136,128,111.5,"<min","<min","<min","<min","<min","<min","<min","<min","<min","<min","<min","<min","<min","<min","<min","<min","<min",null,15,47.5,46,45,44,66,62,59,56,137,121,107.5,"<min","<min","<min","<min","<min","<min","<min","<min","<min","<min","<min","<min","<min","<min","<min","<min","<min"]
[null,null,null,null,null,null,null,null,15.1,50.5,45,41,39.5,73,66.5,59.5,52.5,137,128.5,112,"<min","<min","<min","<min","<min","<min","<min","<min","<min","<min","<min","<min","<min","<min","<min","<min","<min",null,15.1,47.5,46.5,45.5,44.5,66,62,59,56.5,137.5,121.5,108,"<min","<min","<min","<min","<min","<min","<min","<min","<min","<min","<min","<min","<min","<min","<min","<min","<min"]
[null,null,null,null,null,null,null,null,15.2,51,45,41.5,39.5,73,67,60,52.5,137.5,129.5,112.5,"<min","<min","<min","<min","<min","<min","<min","<min","<min","<min","<min","<min","<min","<min","<min","<min","<min",null,15.2,48,46.5,45.5,44.5,66.5,62.5,59.5,56.5,138,122,108.5,"<min","<min","<min","<min","<min","<min","<min","<min","<min","<min","<min","<min","<min","<min","<min","<min","<min"]
[null,null,null,null,null,null,null,null,15.3,51,45,41.5,40,73.5,67.5,60,53,138.5,130,113,"<min","<min","<min","<min","<min","<min","<min","<min","<min","<min","<min","<min","<min","<min","<min","<min","<min",null,15.3,48,47,46,45,66.5,63,59.5,57,139,122.5,108.5,"<min","<min","<min","<min","<min","<min","<min","<min","<min","<min","<min","<min","<min","<min","<min","<min","<min"]
[null,null,null,null,null,null,null,null,15.4,51,45.5,42,40,74,67.5,60.5,53.5,139,130.5,113.5,"<min","<min","<min","<min","<min","<min","<min","<min","<min","<min","<min","<min","<min","<min","<min","<min","<min",null,15.4,48.5,47,46,45.5,67,63,60,57.5,139.5,123.5,109,"<min","<min","<min","<min","<min","<min","<min","<min","<min","<min","<min","<min","<min","<min","<min","<min","<min"]
[null,null,null,null,null,null,null,null,15.5,51.5,45.5,42,40.5,74,68,61,53.5,139.5,131,114,"<min","<min","<min","<min","<min","<min","<min","<min","<min","<min","<min","<min","<min","<min","<min","<min","<min",null,15.5,48.5,47.5,46.5,45.5,67.5,63.5,60.5,57.5,140,124,109.5,"<min","<min","<min","<min","<min","<min","<min","<min","<min","<min","<min","<min","<min","<min","<min","<min","<min"]
[null,null,null,null,null,null,null,null,15.6,51.5,46,42.5,40.5,74.5,68.5,61,54,140.5,132,114.5,"<min","<min","<min","<min","<min","<min","<min","<min","<min","<min","<min","<min","<min","<min","<min","<min","<min",null,15.6,49,47.5,46.5,46,67.5,63.5,60.5,58,140.5,124.5,110,"<min","<min","<min","<min","<min","<min","<min","<min","<min","<min","<min","<min","<min","<min","<min","<min","<min"]
[null,null,null,null,null,null,null,null,15.7,52,46,42.5,41,74.5,68.5,61.5,54.5,141,132.5,115,"<min","<min","<min","<min","<min","<min","<min","<min","<min","<min","<min","<min","<min","<min","<min","<min","<min",null,15.7,49,48,47,46,68,64,61,58,141.5,125,110.5,100,"<min","<min","<min","<min","<min","<min","<min","<min","<min","<min","<min","<min","<min","<min","<min","<min"]
[null,null,null,null,null,null,null,null,15.8,52,46.5,43,41,75,69,61.5,54.5,142,133,115.5,"<min","<min","<min","<min","<min","<min","<min","<min","<min","<min","<min","<min","<min","<min","<min","<min","<min",null,15.8,49.5,48,47,46.5,68.5,64.5,61.5,58.5,142,125.5,111,100.5,"<min","<min","<min","<min","<min","<min","<min","<min","<min","<min","<min","<min","<min","<min","<min","<min"]
[null,null,null,null,null,null,null,null,15.9,52.5,46.5,43,41.5,75.5,69.5,62,55,142.5,133.5,116,"<min","<min","<min","<min","<min","<min","<min","<min","<min","<min","<min","<min","<min","<min","<min","<min","<min",null,15.9,49.5,48.5,47.5,46.5,68.5,64.5,61.5,59,142.5,126,111.5,101,"<min","<min","<min","<min","<min","<min","<min","<min","<min","<min","<min","<min","<min","<min","<min","<min"]
[null,null,null,null,null,null,null,null,16,52.5,47,43.5,41.5,75.5,69.5,62.5,55,143,134.5,116.5,"<min","<min","<min","<min","<min","<min","<min","<min","<min","<min","<min","<min","<min","<min","<min","<min","<min",null,16,50,48.5,47.5,47,69,65,62,59,143,126.5,112,101.5,"<min","<min","<min","<min","<min","<min","<min","<min","<min","<min","<min","<min","<min","<min","<min","<min"]
[null,null,null,null,null,null,null,null,16.100000000000001,53,47,43.5,42,76,70,62.5,55.5,144,135,117,"<min","<min","<min","<min","<min","<min","<min","<min","<min","<min","<min","<min","<min","<min","<min","<min","<min",null,16.100000000000001,50,49,48,47,69,65,62,59.5,144,127,112.5,101.5,"<min","<min","<min","<min","<min","<min","<min","<min","<min","<min","<min","<min","<min","<min","<min","<min"]
[null,null,null,null,null,null,null,null,16.2,53,47.5,44,42,76,70,63,56,144.5,135.5,117.5,100,"<min","<min","<min","<min","<min","<min","<min","<min","<min","<min","<min","<min","<min","<min","<min","<min",null,16.2,50.5,49,48,47.5,69.5,65.5,62.5,59.5,144.5,127.5,113,102,"<min","<min","<min","<min","<min","<min","<min","<min","<min","<min","<min","<min","<min","<min","<min","<min"]
[null,null,null,null,null,null,null,null,16.3,53.5,47.5,44,42.5,76.5,70.5,63,56,145,136,118,100.5,"<min","<min","<min","<min","<min","<min","<min","<min","<min","<min","<min","<min","<min","<min","<min","<min",null,16.3,51,49.5,48.5,47.5,70,66,63,60,145,128.5,113.5,102.5,"<min","<min","<min","<min","<min","<min","<min","<min","<min","<min","<min","<min","<min","<min","<min","<min"]
[null,null,null,null,null,null,null,null,16.399999999999999,53.5,48,44.5,42.5,77,71,63.5,56.5,146,137,118.5,101,"<min","<min","<min","<min","<min","<min","<min","<min","<min","<min","<min","<min","<min","<min","<min","<min",null,16.399999999999999,51,49.5,48.5,48,70,66,63,60.5,145.5,129,114,103,"<min","<min","<min","<min","<min","<min","<min","<min","<min","<min","<min","<min","<min","<min","<min","<min"]
[null,null,null,null,null,null,null,null,16.5,54,48,44.5,43,77,71,64,56.5,146.5,137.5,119,101.5,"<min","<min","<min","<min","<min","<min","<min","<min","<min","<min","<min","<min","<min","<min","<min","<min",null,16.5,51.5,50,49,48,70.5,66.5,63.5,60.5,146.5,129.5,114.5,103.5,"<min","<min","<min","<min","<min","<min","<min","<min","<min","<min","<min","<min","<min","<min","<min","<min"]
[null,null,null,null,null,null,null,null,16.600000000000001,54,48.5,45,43,77.5,71.5,64,57,147.5,138,120,102,"<min","<min","<min","<min","<min","<min","<min","<min","<min","<min","<min","<min","<min","<min","<min","<min",null,16.600000000000001,51.5,50,49,48.5,70.5,66.5,63.5,61,147,130,115,104,"<min","<min","<min","<min","<min","<min","<min","<min","<min","<min","<min","<min","<min","<min","<min","<min"]
[null,null,null,null,null,null,null,null,16.7,54.5,48.5,45.5,43.5,77.5,72,64.5,57.5,148,138.5,120.5,102,"<min","<min","<min","<min","<min","<min","<min","<min","<min","<min","<min","<min","<min","<min","<min","<min",null,16.7,52,50.5,49.5,48.5,71,67,64,61,147.5,130.5,115.5,104.5,"<min","<min","<min","<min","<min","<min","<min","<min","<min","<min","<min","<min","<min","<min","<min","<min"]
[null,null,null,null,null,null,null,null,16.8,54.5,49,45.5,43.5,78,72,64.5,57.5,148.5,139.5,121,102.5,"<min","<min","<min","<min","<min","<min","<min","<min","<min","<min","<min","<min","<min","<min","<min","<min",null,16.8,52,50.5,49.5,49,71.5,67.5,64,61.5,148,131,116,105,"<min","<min","<min","<min","<min","<min","<min","<min","<min","<min","<min","<min","<min","<min","<min","<min"]
[null,null,null,null,null,null,null,null,16.899999999999999,55,49,46,44,78.5,72.5,65,58,149.5,140,121.5,103,"<min","<min","<min","<min","<min","<min","<min","<min","<min","<min","<min","<min","<min","<min","<min","<min",null,16.899999999999999,52.5,51,50,49,71.5,67.5,64.5,62,149,131.5,116.5,105,"<min","<min","<min","<min","<min","<min","<min","<min","<min","<min","<min","<min","<min","<min","<min","<min"]
[null,null,null,null,null,null,null,null,17,55,49.5,46,44,78.5,73,65.5,58,150,140.5,122,103.5,"<min","<min","<min","<min","<min","<min","<min","<min","<min","<min","<min","<min","<min","<min","<min","<min",null,17,52.5,51.5,50,49.5,72,68,65,62,149.5,132,117,105.5,"<min","<min","<min","<min","<min","<min","<min","<min","<min","<min","<min","<min","<min","<min","<min","<min"]
[null,null,null,null,null,null,null,null,17.100000000000001,55,49.5,46.5,44.5,79,73,65.5,58.5,150.5,141,122.5,104,"<min","<min","<min","<min","<min","<min","<min","<min","<min","<min","<min","<min","<min","<min","<min","<min",null,17.100000000000001,53,51.5,50.5,49.5,72,68,65,62.5,150,132.5,117.5,106,"<min","<min","<min","<min","<min","<min","<min","<min","<min","<min","<min","<min","<min","<min","<min","<min"]
[null,null,null,null,null,null,null,null,17.2,55.5,50,46.5,44.5,79,73.5,66,59,151.5,141.5,123,104.5,"<min","<min","<min","<min","<min","<min","<min","<min","<min","<min","<min","<min","<min","<min","<min","<min",null,17.2,53,52,50.5,50,72.5,68.5,65.5,62.5,150.5,133,118,106.5,"<min","<min","<min","<min","<min","<min","<min","<min","<min","<min","<min","<min","<min","<min","<min","<min"]
[null,null,null,null,null,null,null,null,17.3,55.5,50,47,45,79.5,74,66,59,152,142.5,123.5,105,"<min","<min","<min","<min","<min","<min","<min","<min","<min","<min","<min","<min","<min","<min","<min","<min",null,17.3,53.5,52,51,50,72.5,69,65.5,63,151,133.5,118.5,107,"<min","<min","<min","<min","<min","<min","<min","<min","<min","<min","<min","<min","<min","<min","<min","<min"]
[null,null,null,null,null,null,null,null,17.399999999999999,56,50.5,47,45,79.5,74,66.5,59.5,152.5,143,124,105.5,"<min","<min","<min","<min","<min","<min","<min","<min","<min","<min","<min","<min","<min","<min","<min","<min",null,17.399999999999999,53.5,52.5,51,50.5,73,69,66,63,152,134.5,119,107.5,"<min","<min","<min","<min","<min","<min","<min","<min","<min","<min","<min","<min","<min","<min","<min","<min"]
[null,null,null,null,null,null,null,null,17.5,56,50.5,47.5,45,80,74.5,66.5,59.5,153.5,143.5,124.5,106,"<min","<min","<min","<min","<min","<min","<min","<min","<min","<min","<min","<min","<min","<min","<min","<min",null,17.5,54,52.5,51.5,50.5,73.5,69.5,66.5,63.5,152.5,135,119.5,108,"<min","<min","<min","<min","<min","<min","<min","<min","<min","<min","<min","<min","<min","<min","<min","<min"]
[null,null,null,null,null,null,null,null,17.600000000000001,56.5,51,47.5,45.5,80.5,74.5,67,60,154,144,125,106.5,"<min","<min","<min","<min","<min","<min","<min","<min","<min","<min","<min","<min","<min","<min","<min","<min",null,17.600000000000001,54,53,51.5,51,73.5,69.5,66.5,64,153,135.5,120,108,"<min","<min","<min","<min","<min","<min","<min","<min","<min","<min","<min","<min","<min","<min","<min","<min"]
[null,null,null,null,null,null,null,null,17.7,56.5,51,48,45.5,80.5,75,67.5,60.5,154.5,144.5,125.5,106.5,"<min","<min","<min","<min","<min","<min","<min","<min","<min","<min","<min","<min","<min","<min","<min","<min",null,17.7,54.5,53,52,51,74,70,67,64,153.5,136,120.5,108.5,"<min","<min","<min","<min","<min","<min","<min","<min","<min","<min","<min","<min","<min","<min","<min","<min"]
[null,null,null,null,null,null,null,null,17.8,57,51.5,48,46,81,75.5,67.5,60.5,155.5,145.5,126,107,"<min","<min","<min","<min","<min","<min","<min","<min","<min","<min","<min","<min","<min","<min","<min","<min",null,17.8,54.5,53.5,52,51.5,74,70,67,64.5,154,136.5,121,109,"<min","<min","<min","<min","<min","<min","<min","<min","<min","<min","<min","<min","<min","<min","<min","<min"]
[null,null,null,null,null,null,null,null,17.899999999999999,57,51.5,48.5,46,81,75.5,68,61,156,146,126.5,107.5,"<min","<min","<min","<min","<min","<min","<min","<min","<min","<min","<min","<min","<min","<min","<min","<min",null,17.899999999999999,55,53.5,52.5,51.5,74.5,70.5,67.5,64.5,154.5,137,121.5,109.5,"<min","<min","<min","<min","<min","<min","<min","<min","<min","<min","<min","<min","<min","<min","<min","<min"]
[null,null,null,null,null,null,null,null,18,57.5,52,48.5,46.5,81.5,76,68,61,156.5,146.5,127,108,"<min","<min","<min","<min","<min","<min","<min","<min","<min","<min","<min","<min","<min","<min","<min","<min",null,18,55,54,53,52,74.5,71,67.5,65,155.5,137.5,122,110,"<min","<min","<min","<min","<min","<min","<min","<min","<min","<min","<min","<min","<min","<min","<min","<min"]
[null,null,null,null,null,null,null,null,18.100000000000001,57.5,52,49,46.5,82,76,68.5,61.5,157.5,147,127.5,108.5,"<min","<min","<min","<min","<min","<min","<min","<min","<min","<min","<min","<min","<min","<min","<min","<min",null,18.100000000000001,55.5,54,53,52,75,71,68,65.5,156,138,122,110.5,"<min","<min","<min","<min","<min","<min","<min","<min","<min","<min","<min","<min","<min","<min","<min","<min"]
[null,null,null,null,null,null,null,null,18.2,57.5,52.5,49,47,82,76.5,68.5,62,158,147.5,128,109,"<min","<min","<min","<min","<min","<min","<min","<min","<min","<min","<min","<min","<min","<min","<min","<min",null,18.2,55.5,54.5,53.5,52.5,75.5,71.5,68.5,65.5,156.5,138.5,122.5,111,"<min","<min","<min","<min","<min","<min","<min","<min","<min","<min","<min","<min","<min","<min","<min","<min"]
[null,null,null,null,null,null,null,null,18.3,58,52.5,49.5,47,82.5,77,69,62,159,148.5,128.5,109.5,"<min","<min","<min","<min","<min","<min","<min","<min","<min","<min","<min","<min","<min","<min","<min","<min",null,18.3,56,54.5,53.5,52.5,75.5,71.5,68.5,66,157,139,123,111.5,"<min","<min","<min","<min","<min","<min","<min","<min","<min","<min","<min","<min","<min","<min","<min","<min"]
[null,null,null,null,null,null,null,null,18.399999999999999,58,53,49.5,47.5,82.5,77,69.5,62.5,159.5,149,129,110,"<min","<min","<min","<min","<min","<min","<min","<min","<min","<min","<min","<min","<min","<min","<min","<min",null,18.399999999999999,56,55,54,53,76,72,69,66,157.5,139.5,123.5,111.5,"<min","<min","<min","<min","<min","<min","<min","<min","<min","<min","<min","<min","<min","<min","<min","<min"]
[null,null,null,null,null,null,null,null,18.5,58.5,53,50,47.5,83,77.5,69.5,62.5,160,149.5,129.5,110.5,"<min","<min","<min","<min","<min","<min","<min","<min","<min","<min","<min","<min","<min","<min","<min","<min",null,18.5,56.5,55,54,53,76,72,69,66.5,158,140,124,112,"<min","<min","<min","<min","<min","<min","<min","<min","<min","<min","<min","<min","<min","<min","<min","<min"]
[null,null,null,null,null,null,null,null,18.600000000000001,58.5,53.5,50,48,83,77.5,70,63,161,150,130,110.5,"<min","<min","<min","<min","<min","<min","<min","<min","<min","<min","<min","<min","<min","<min","<min","<min",null,18.600000000000001,56.5,55.5,54.5,53.5,76.5,72.5,69.5,66.5,158.5,140.5,124.5,112.5,"<min","<min","<min","<min","<min","<min","<min","<min","<min","<min","<min","<min","<min","<min","<min","<min"]
[null,null,null,null,null,null,null,null,18.7,59,53.5,50.5,48,83.5,78,70,63.5,161.5,150.5,130.5,111,"<min","<min","<min","<min","<min","<min","<min","<min","<min","<min","<min","<min","<min","<min","<min","<min",null,18.7,57,55.5,54.5,54,76.5,73,69.5,67,159.5,141,125,113,"<min","<min","<min","<min","<min","<min","<min","<min","<min","<min","<min","<min","<min","<min","<min","<min"]
[null,null,null,null,null,null,null,null,18.8,59,54,50.5,48.5,84,78.5,70.5,63.5,162,151,131,111.5,"<min","<min","<min","<min","<min","<min","<min","<min","<min","<min","<min","<min","<min","<min","<min","<min",null,18.8,57,56,55,54,77,73,70,67.5,160,142,125.5,113.5,"<min","<min","<min","<min","<min","<min","<min","<min","<min","<min","<min","<min","<min","<min","<min","<min"]
[null,null,null,null,null,null,null,null,18.899999999999999,59.5,54,51,48.5,84,78.5,70.5,64,162.5,151.5,131.5,112,"<min","<min","<min","<min","<min","<min","<min","<min","<min","<min","<min","<min","<min","<min","<min","<min",null,18.899999999999999,57.5,56,55,54.5,77,73.5,70.5,67.5,160.5,142.5,126,114,"<min","<min","<min","<min","<min","<min","<min","<min","<min","<min","<min","<min","<min","<min","<min","<min"]
[null,null,null,null,null,null,null,null,19,59.5,54,51,49,84.5,79,71,64,163.5,152.5,132,112.5,"<min","<min","<min","<min","<min","<min","<min","<min","<min","<min","<min","<min","<min","<min","<min","<min",null,19,57.5,56.5,55.5,54.5,77.5,73.5,70.5,68,161,143,126.5,114.5,"<min","<min","<min","<min","<min","<min","<min","<min","<min","<min","<min","<min","<min","<min","<min","<min"]
[null,null,null,null,null,null,null,null,19.100000000000001,60,54.5,51.5,49,84.5,79,71.5,64.5,164,153,132.5,113,"<min","<min","<min","<min","<min","<min","<min","<min","<min","<min","<min","<min","<min","<min","<min","<min",null,19.100000000000001,58,56.5,55.5,55,77.5,74,71,68,161.5,143.5,127,114.5,"<min","<min","<min","<min","<min","<min","<min","<min","<min","<min","<min","<min","<min","<min","<min","<min"]
[null,null,null,null,null,null,null,null,19.2,60,54.5,51.5,49.5,85,79.5,71.5,65,164.5,153.5,133,113.5,"<min","<min","<min","<min","<min","<min","<min","<min","<min","<min","<min","<min","<min","<min","<min","<min",null,19.2,58,57,56,55,78,74,71,68.5,162,144,127.5,115,"<min","<min","<min","<min","<min","<min","<min","<min","<min","<min","<min","<min","<min","<min","<min","<min"]
[null,null,null,null,null,null,null,null,19.3,60,55,52,49.5,85.5,80,72,65,165.5,154,133.5,114,"<min","<min","<min","<min","<min","<min","<min","<min","<min","<min","<min","<min","<min","<min","<min","<min",null,19.3,58.5,57,56,55.5,78,74.5,71.5,68.5,162.5,144.5,128,115.5,"<min","<min","<min","<min","<min","<min","<min","<min","<min","<min","<min","<min","<min","<min","<min","<min"]
[null,null,null,null,null,null,null,null,19.399999999999999,60.5,55,52,50,85.5,80,72,65.5,166,154.5,134,114.5,"<min","<min","<min","<min","<min","<min","<min","<min","<min","<min","<min","<min","<min","<min","<min","<min",null,19.399999999999999,58.5,57.5,56.5,55.5,78.5,74.5,71.5,69,163,145,128.5,116,"<min","<min","<min","<min","<min","<min","<min","<min","<min","<min","<min","<min","<min","<min","<min","<min"]
[null,null,null,null,null,null,null,null,19.5,60.5,55.5,52.5,50,86,80.5,72.5,65.5,166.5,155,134.5,115,"<min","<min","<min","<min","<min","<min","<min","<min","<min","<min","<min","<min","<min","<min","<min","<min",null,19.5,59,57.5,56.5,56,79,75,72,69,164,145.5,129,116.5,"<min","<min","<min","<min","<min","<min","<min","<min","<min","<min","<min","<min","<min","<min","<min","<min"]
[null,null,null,null,null,null,null,null,19.600000000000001,61,55.5,52.5,50.5,86,80.5,72.5,66,167.5,155.5,135,115,"<min","<min","<min","<min","<min","<min","<min","<min","<min","<min","<min","<min","<min","<min","<min","<min",null,19.600000000000001,59,58,57,56,79,75.5,72.5,69.5,164.5,146,129.5,117,"<min","<min","<min","<min","<min","<min","<min","<min","<min","<min","<min","<min","<min","<min","<min","<min"]
[null,null,null,null,null,null,null,null,19.7,61,56,53,50.5,86.5,81,73,66.5,168,156,136,115.5,"<min","<min","<min","<min","<min","<min","<min","<min","<min","<min","<min","<min","<min","<min","<min","<min",null,19.7,59.5,58,57,56.5,79.5,75.5,72.5,70,165,146.5,130,117.5,"<min","<min","<min","<min","<min","<min","<min","<min","<min","<min","<min","<min","<min","<min","<min","<min"]
[null,null,null,null,null,null,null,null,19.8,61.5,56,53,51,87,81,73.5,66.5,168.5,157,136.5,116,"<min","<min","<min","<min","<min","<min","<min","<min","<min","<min","<min","<min","<min","<min","<min","<min",null,19.8,59.5,58.5,57.5,56.5,79.5,76,73,70,165.5,147,130.5,117.5,"<min","<min","<min","<min","<min","<min","<min","<min","<min","<min","<min","<min","<min","<min","<min","<min"]
[null,null,null,null,null,null,null,null,19.899999999999999,61.5,56.5,53.5,51,87,81.5,73.5,67,169.5,157.5,137,116.5,"<min","<min","<min","<min","<min","<min","<min","<min","<min","<min","<min","<min","<min","<min","<min","<min",null,19.899999999999999,60,58.5,57.5,57,80,76,73,70.5,166,147.5,131,118,"<min","<min","<min","<min","<min","<min","<min","<min","<min","<min","<min","<min","<min","<min","<min","<min"]
[null,null,null,null,null,null,null,null,20,62,56.5,53.5,51.5,87.5,82,74,67,170,158,137.5,117,"<min","<min","<min","<min","<min","<min","<min","<min","<min","<min","<min","<min","<min","<min","<min","<min",null,20,60,59,58,57,80,76.5,73.5,70.5,166.5,148,131.5,118.5,"<min","<min","<min","<min","<min","<min","<min","<min","<min","<min","<min","<min","<min","<min","<min","<min"]
[null,null,null,null,null,null,null,null,20.100000000000001,62,57,54,51.5,87.5,82,74,67.5,170.5,158.5,138,117.5,"<min","<min","<min","<min","<min","<min","<min","<min","<min","<min","<min","<min","<min","<min","<min","<min",null,20.100000000000001,60,59,58,57.5,80.5,76.5,73.5,71,167,148.5,131.5,119,"<min","<min","<min","<min","<min","<min","<min","<min","<min","<min","<min","<min","<min","<min","<min","<min"]
[null,null,null,null,null,null,null,null,20.2,62.5,57,54,52,88,82.5,74.5,68,171.5,159,138.5,118,"<min","<min","<min","<min","<min","<min","<min","<min","<min","<min","<min","<min","<min","<min","<min","<min",null,20.2,60.5,59.5,58.5,57.5,80.5,77,74,71,167.5,149,132,119.5,"<min","<min","<min","<min","<min","<min","<min","<min","<min","<min","<min","<min","<min","<min","<min","<min"]
[null,null,null,null,null,null,null,null,20.3,62.5,57.5,54.5,52,88.5,82.5,74.5,68,172,159.5,139,118.5,"<min","<min","<min","<min","<min","<min","<min","<min","<min","<min","<min","<min","<min","<min","<min","<min",null,20.3,60.5,59.5,58.5,58,81,77,74,71.5,168,149.5,132.5,120,"<min","<min","<min","<min","<min","<min","<min","<min","<min","<min","<min","<min","<min","<min","<min","<min"]
[null,null,null,null,null,null,null,null,20.399999999999999,62.5,57.5,54.5,52.5,88.5,83,75,68.5,172.5,160,139.5,119,"<min","<min","<min","<min","<min","<min","<min","<min","<min","<min","<min","<min","<min","<min","<min","<min",null,20.399999999999999,61,60,59,58,81,77.5,74.5,71.5,168.5,150,133,120.5,"<min","<min","<min","<min","<min","<min","<min","<min","<min","<min","<min","<min","<min","<min","<min","<min"]
[null,null,null,null,null,null,null,null,20.5,63,58,55,52.5,89,83.5,75.5,68.5,173.5,160.5,140,119,"<min","<min","<min","<min","<min","<min","<min","<min","<min","<min","<min","<min","<min","<min","<min","<min",null,20.5,61,60,59,58.5,81.5,77.5,74.5,72,169,150.5,133.5,120.5,"<min","<min","<min","<min","<min","<min","<min","<min","<min","<min","<min","<min","<min","<min","<min","<min"]
[null,null,null,null,null,null,null,null,20.6,63,58,55,53,89,83.5,75.5,69,174,161,140.5,119.5,"<min","<min","<min","<min","<min","<min","<min","<min","<min","<min","<min","<min","<min","<min","<min","<min",null,20.6,61.5,60,59.5,58.5,81.5,78,75,72.5,170,151,134,121,"<min","<min","<min","<min","<min","<min","<min","<min","<min","<min","<min","<min","<min","<min","<min","<min"]
[null,null,null,null,null,null,null,null,20.7,63.5,58.5,55.5,53,89.5,84,76,69.5,174.5,161.5,141,120,"<min","<min","<min","<min","<min","<min","<min","<min","<min","<min","<min","<min","<min","<min","<min","<min",null,20.7,61.5,60.5,59.5,59,82,78,75.5,72.5,170.5,151.5,134.5,121.5,"<min","<min","<min","<min","<min","<min","<min","<min","<min","<min","<min","<min","<min","<min","<min","<min"]
[null,null,null,null,null,null,null,null,20.8,63.5,58.5,55.5,53.5,90,84,76,69.5,175.5,162,141.5,120.5,"<min","<min","<min","<min","<min","<min","<min","<min","<min","<min","<min","<min","<min","<min","<min","<min",null,20.8,62,60.5,60,59,82,78.5,75.5,73,171,152,135,122,"<min","<min","<min","<min","<min","<min","<min","<min","<min","<min","<min","<min","<min","<min","<min","<min"]
[null,null,null,null,null,null,null,null,20.9,64,59,56,53.5,90,84.5,76.5,70,176,163,142,121,"<min","<min","<min","<min","<min","<min","<min","<min","<min","<min","<min","<min","<min","<min","<min","<min",null,20.9,62,61,60,59.5,82.5,78.5,76,73,171.5,152.5,135.5,122.5,"<min","<min","<min","<min","<min","<min","<min","<min","<min","<min","<min","<min","<min","<min","<min","<min"]
[null,null,null,null,null,null,null,null,21,64,59,56,54,90.5,84.5,76.5,70,176.5,163.5,142.5,121.5,"<min","<min","<min","<min","<min","<min","<min","<min","<min","<min","<min","<min","<min","<min","<min","<min",null,21,62.5,61,60,59.5,82.5,79,76,73.5,172,153,136,123,"<min","<min","<min","<min","<min","<min","<min","<min","<min","<min","<min","<min","<min","<min","<min","<min"]
[null,null,null,null,null,null,null,null,21.1,64.5,59.5,56.5,54,90.5,85,77,70.5,177.5,164,143,122,"<min","<min","<min","<min","<min","<min","<min","<min","<min","<min","<min","<min","<min","<min","<min","<min",null,21.1,62.5,61.5,60.5,60,83,79.5,76.5,73.5,172.5,153.5,136.5,123.5,"<min","<min","<min","<min","<min","<min","<min","<min","<min","<min","<min","<min","<min","<min","<min","<min"]
[null,null,null,null,null,null,null,null,21.2,64.5,59.5,56.5,54.5,91,85.5,77,71,178,164.5,143.5,122.5,"<min","<min","<min","<min","<min","<min","<min","<min","<min","<min","<min","<min","<min","<min","<min","<min",null,21.2,63,61.5,60.5,60,83,79.5,76.5,74,173,154,137,123.5,"<min","<min","<min","<min","<min","<min","<min","<min","<min","<min","<min","<min","<min","<min","<min","<min"]
[null,null,null,null,null,null,null,null,21.3,65,60,57,54.5,91.5,85.5,77.5,71,178.5,165,144,122.5,"<min","<min","<min","<min","<min","<min","<min","<min","<min","<min","<min","<min","<min","<min","<min","<min",null,21.3,63,62,61,60,83.5,80,77,74,173.5,154.5,137.5,124,"<min","<min","<min","<min","<min","<min","<min","<min","<min","<min","<min","<min","<min","<min","<min","<min"]
[null,null,null,null,null,null,null,null,21.4,65,60,57,55,91.5,86,78,71.5,179.5,165.5,144.5,123,"<min","<min","<min","<min","<min","<min","<min","<min","<min","<min","<min","<min","<min","<min","<min","<min",null,21.4,63.5,62,61,60.5,83.5,80,77,74.5,174,155,138,124.5,"<min","<min","<min","<min","<min","<min","<min","<min","<min","<min","<min","<min","<min","<min","<min","<min"]
[null,null,null,null,null,null,null,null,21.5,65,60,57.5,55,92,86,78,71.5,180,166,145,123.5,"<min","<min","<min","<min","<min","<min","<min","<min","<min","<min","<min","<min","<min","<min","<min","<min",null,21.5,63.5,62.5,61.5,60.5,84,80.5,77.5,74.5,174.5,155.5,138,125,"<min","<min","<min","<min","<min","<min","<min","<min","<min","<min","<min","<min","<min","<min","<min","<min"]
[null,null,null,null,null,null,null,null,21.6,65.5,60.5,57.5,55.5,92.5,86.5,78.5,72,180.5,166.5,145.5,124,"<min","<min","<min","<min","<min","<min","<min","<min","<min","<min","<min","<min","<min","<min","<min","<min",null,21.6,64,62.5,61.5,61,84,80.5,77.5,75,175,156,138.5,125.5,"<min","<min","<min","<min","<min","<min","<min","<min","<min","<min","<min","<min","<min","<min","<min","<min"]
[null,null,null,null,null,null,null,null,21.7,65.5,60.5,58,55.5,92.5,87,78.5,72.5,181.5,167,146,124.5,"<min","<min","<min","<min","<min","<min","<min","<min","<min","<min","<min","<min","<min","<min","<min","<min",null,21.7,64,63,62,61,84.5,81,78,75.5,176,156.5,139,126,"<min","<min","<min","<min","<min","<min","<min","<min","<min","<min","<min","<min","<min","<min","<min","<min"]
[null,null,null,null,null,null,null,null,21.8,66,61,58,56,93,87,79,72.5,182,167.5,146.5,125,"<min","<min","<min","<min","<min","<min","<min","<min","<min","<min","<min","<min","<min","<min","<min","<min",null,21.8,64.5,63,62,61.5,84.5,81,78,75.5,176.5,157,139.5,126.5,"<min","<min","<min","<min","<min","<min","<min","<min","<min","<min","<min","<min","<min","<min","<min","<min"]
[null,null,null,null,null,null,null,null,21.9,66,61,58.5,56,93,87.5,79,73,182.5,168,147,125.5,"<min","<min","<min","<min","<min","<min","<min","<min","<min","<min","<min","<min","<min","<min","<min","<min",null,21.9,64.5,63.5,62.5,61.5,85,81.5,78.5,76,177,157.5,140,126.5,"<min","<min","<min","<min","<min","<min","<min","<min","<min","<min","<min","<min","<min","<min","<min","<min"]
[null,null,null,null,null,null,null,null,22,66.5,61.5,58.5,56.5,93.5,87.5,79.5,73,183,168.5,147.5,126,"<min","<min","<min","<min","<min","<min","<min","<min","<min","<min","<min","<min","<min","<min","<min","<min",null,22,65,63.5,62.5,62,85.5,81.5,78.5,76,177.5,158,140.5,127,"<min","<min","<min","<min","<min","<min","<min","<min","<min","<min","<min","<min","<min","<min","<min","<min"]
[null,null,null,null,null,null,null,null,22.1,66.5,61.5,59,56.5,94,88,80,73.5,184,169,148,126.5,"<min","<min","<min","<min","<min","<min","<min","<min","<min","<min","<min","<min","<min","<min","<min","<min",null,22.1,65,64,63,62,85.5,82,79,76.5,178,158.5,141,127.5,"<min","<min","<min","<min","<min","<min","<min","<min","<min","<min","<min","<min","<min","<min","<min","<min"]
[null,null,null,null,null,null,null,null,22.2,67,62,59,57,94,88.5,80,74,184.5,169.5,148.5,126.5,"<min","<min","<min","<min","<min","<min","<min","<min","<min","<min","<min","<min","<min","<min","<min","<min",null,22.2,65.5,64,63,62.5,86,82,79,76.5,178.5,159,141.5,128,"<min","<min","<min","<min","<min","<min","<min","<min","<min","<min","<min","<min","<min","<min","<min","<min"]
[null,null,null,null,null,null,null,null,22.3,67,62,59.5,57,94.5,88.5,80.5,74,185,170,149,127,"<min","<min","<min","<min","<min","<min","<min","<min","<min","<min","<min","<min","<min","<min","<min","<min",null,22.3,65.5,64.5,63.5,62.5,86,82.5,79.5,77,179,159.5,142,128.5,"<min","<min","<min","<min","<min","<min","<min","<min","<min","<min","<min","<min","<min","<min","<min","<min"]
[null,null,null,null,null,null,null,null,22.4,67.5,62.5,59.5,57.5,95,89,80.5,74.5,186,171,149.5,127.5,"<min","<min","<min","<min","<min","<min","<min","<min","<min","<min","<min","<min","<min","<min","<min","<min",null,22.4,66,64.5,63.5,63,86.5,82.5,80,77,179.5,160,142.5,129,"<min","<min","<min","<min","<min","<min","<min","<min","<min","<min","<min","<min","<min","<min","<min","<min"]
[null,null,null,null,null,null,null,null,22.5,67.5,62.5,60,57.5,95,89,81,74.5,186.5,171.5,150,128,"<min","<min","<min","<min","<min","<min","<min","<min","<min","<min","<min","<min","<min","<min","<min","<min",null,22.5,66,65,64,63,86.5,83,80,77.5,180,160.5,143,129.5,"<min","<min","<min","<min","<min","<min","<min","<min","<min","<min","<min","<min","<min","<min","<min","<min"]
[null,null,null,null,null,null,null,null,22.6,67.5,63,60.5,58,95.5,89.5,81,75,187,172,150.5,128.5,"<min","<min","<min","<min","<min","<min","<min","<min","<min","<min","<min","<min","<min","<min","<min","<min",null,22.6,66.5,65,64,63.5,87,83,80.5,77.5,180.5,161,143.5,129.5,"<min","<min","<min","<min","<min","<min","<min","<min","<min","<min","<min","<min","<min","<min","<min","<min"]
[null,null,null,null,null,null,null,null,22.7,68,63,60.5,58,96,90,81.5,75.5,188,172.5,151,129,"<min","<min","<min","<min","<min","<min","<min","<min","<min","<min","<min","<min","<min","<min","<min","<min",null,22.7,66.5,65.5,64.5,63.5,87,83.5,80.5,78,181,161,143.5,130,"<min","<min","<min","<min","<min","<min","<min","<min","<min","<min","<min","<min","<min","<min","<min","<min"]
[null,null,null,null,null,null,null,null,22.8,68,63,61,58.5,96,90,81.5,75.5,188.5,173,151.5,129.5,"<min","<min","<min","<min","<min","<min","<min","<min","<min","<min","<min","<min","<min","<min","<min","<min",null,22.8,67,65.5,64.5,64,87.5,83.5,81,78,181.5,161.5,144,130.5,"<min","<min","<min","<min","<min","<min","<min","<min","<min","<min","<min","<min","<min","<min","<min","<min"]
[null,null,null,null,null,null,null,null,22.9,68.5,63.5,61,58.5,96.5,90.5,82,76,189,173.5,152,130,"<min","<min","<min","<min","<min","<min","<min","<min","<min","<min","<min","<min","<min","<min","<min","<min",null,22.9,67,66,65,64,87.5,84,81,78.5,182.5,162,144.5,131,"<min","<min","<min","<min","<min","<min","<min","<min","<min","<min","<min","<min","<min","<min","<min","<min"]
[null,null,null,null,null,null,null,null,23,68.5,63.5,61.5,59,97,90.5,82.5,76,190,174,152.5,130,"<min","<min","<min","<min","<min","<min","<min","<min","<min","<min","<min","<min","<min","<min","<min","<min",null,23,67.5,66,65,64.5,88,84,81.5,78.5,183,162.5,145,131.5,"<min","<min","<min","<min","<min","<min","<min","<min","<min","<min","<min","<min","<min","<min","<min","<min"]
[null,null,null,null,null,null,null,null,23.1,69,64,61.5,59,97,91,82.5,76.5,190.5,174.5,153,130.5,"<min","<min","<min","<min","<min","<min","<min","<min","<min","<min","<min","<min","<min","<min","<min","<min",null,23.1,67.5,66.5,65.5,64.5,88,84.5,81.5,79,183.5,163,145.5,132,"<min","<min","<min","<min","<min","<min","<min","<min","<min","<min","<min","<min","<min","<min","<min","<min"]
[null,null,null,null,null,null,null,null,23.2,69,64,62,59.5,97.5,91.5,83,77,191,175,153.5,131,"<min","<min","<min","<min","<min","<min","<min","<min","<min","<min","<min","<min","<min","<min","<min","<min",null,23.2,67.5,66.5,65.5,65,88.5,85,82,79,184,163.5,146,132,"<min","<min","<min","<min","<min","<min","<min","<min","<min","<min","<min","<min","<min","<min","<min","<min"]
[null,null,null,null,null,null,null,null,23.3,69.5,64.5,62,59.5,98,91.5,83,77,192,175.5,154,131.5,"<min","<min","<min","<min","<min","<min","<min","<min","<min","<min","<min","<min","<min","<min","<min","<min",null,23.3,68,67,66,65,89,85,82,79.5,184.5,164,146.5,132.5,"<min","<min","<min","<min","<min","<min","<min","<min","<min","<min","<min","<min","<min","<min","<min","<min"]
[null,null,null,null,null,null,null,null,23.4,69.5,64.5,62.5,60,98,92,83.5,77.5,192.5,176,154.5,132,"<min","<min","<min","<min","<min","<min","<min","<min","<min","<min","<min","<min","<min","<min","<min","<min",null,23.4,68,67,66,65.5,89,85.5,82.5,79.5,185,164.5,147,133,"<min","<min","<min","<min","<min","<min","<min","<min","<min","<min","<min","<min","<min","<min","<min","<min"]
[null,null,null,null,null,null,null,null,23.5,70,65,62.5,60,98.5,92.5,83.5,77.5,193,176.5,155,132.5,"<min","<min","<min","<min","<min","<min","<min","<min","<min","<min","<min","<min","<min","<min","<min","<min",null,23.5,68.5,67,66.5,65.5,89.5,85.5,82.5,80,185.5,165,147.5,133.5,"<min","<min","<min","<min","<min","<min","<min","<min","<min","<min","<min","<min","<min","<min","<min","<min"]
[null,null,null,null,null,null,null,null,23.6,70,65,63,60,99,92.5,84,78,194,177,155.5,133,"<min","<min","<min","<min","<min","<min","<min","<min","<min","<min","<min","<min","<min","<min","<min","<min",null,23.6,68.5,67.5,66.5,66,89.5,86,83,80.5,186,165.5,148,134,"<min","<min","<min","<min","<min","<min","<min","<min","<min","<min","<min","<min","<min","<min","<min","<min"]
[null,null,null,null,null,null,null,null,23.7,70,65.5,63,60.5,99.5,93,84.5,78.5,194.5,177.5,156,133.5,"<min","<min","<min","<min","<min","<min","<min","<min","<min","<min","<min","<min","<min","<min","<min","<min",null,23.7,69,67.5,67,66,90,86,83,80.5,186.5,166,148,134.5,"<min","<min","<min","<min","<min","<min","<min","<min","<min","<min","<min","<min","<min","<min","<min","<min"]
[null,null,null,null,null,null,null,null,23.8,70.5,65.5,63.5,60.5,99.5,93.5,84.5,78.5,195.5,178,156.5,133.5,"<min","<min","<min","<min","<min","<min","<min","<min","<min","<min","<min","<min","<min","<min","<min","<min",null,23.8,69,68,67,66.5,90,86.5,83.5,81,187.5,166.5,148.5,135,"<min","<min","<min","<min","<min","<min","<min","<min","<min","<min","<min","<min","<min","<min","<min","<min"]
[null,null,null,null,null,null,null,null,23.9,70.5,65.5,63.5,61,100,93.5,85,79,196,178.5,157,134,"<min","<min","<min","<min","<min","<min","<min","<min","<min","<min","<min","<min","<min","<min","<min","<min",null,23.9,69.5,68,67.5,66.5,90.5,86.5,83.5,81,188,167,149,135,"<min","<min","<min","<min","<min","<min","<min","<min","<min","<min","<min","<min","<min","<min","<min","<min"]
[null,null,null,null,null,null,null,null,24,71,66,64,61,100.5,94,85,79,196.5,179,157.5,134.5,"<min","<min","<min","<min","<min","<min","<min","<min","<min","<min","<min","<min","<min","<min","<min","<min",null,24,69.5,68.5,67.5,67,90.5,87,84,81.5,188.5,167.5,149.5,135.5,"<min","<min","<min","<min","<min","<min","<min","<min","<min","<min","<min","<min","<min","<min","<min","<min"]
[null,null,null,null,null,null,null,null,24.1,71,66,64,61.5,100.5,94.5,85.5,79.5,197.5,179.5,158,135,"<min","<min","<min","<min","<min","<min","<min","<min","<min","<min","<min","<min","<min","<min","<min","<min",null,24.1,70,68.5,67.5,67,91,87,84,81.5,189,168,150,136,"<min","<min","<min","<min","<min","<min","<min","<min","<min","<min","<min","<min","<min","<min","<min","<min"]
[null,null,null,null,null,null,null,null,24.2,71.5,66.5,64.5,61.5,101,94.5,85.5,79.5,198,180,158.5,135.5,"<min","<min","<min","<min","<min","<min","<min","<min","<min","<min","<min","<min","<min","<min","<min","<min",null,24.2,70,69,68,67.5,91.5,87.5,84.5,82,189.5,168.5,150.5,136.5,"<min","<min","<min","<min","<min","<min","<min","<min","<min","<min","<min","<min","<min","<min","<min","<min"]
[null,null,null,null,null,null,null,null,24.3,71.5,66.5,64.5,62,101.5,95,86,80,198.5,180.5,159,136,"<min","<min","<min","<min","<min","<min","<min","<min","<min","<min","<min","<min","<min","<min","<min","<min",null,24.3,70.5,69,68,67.5,91.5,87.5,84.5,82,190,169,151,137,"<min","<min","<min","<min","<min","<min","<min","<min","<min","<min","<min","<min","<min","<min","<min","<min"]
[null,null,null,null,null,null,null,null,24.4,72,67,64.5,62,102,95.5,86.5,80.5,199.5,181,159.5,136.5,"<min","<min","<min","<min","<min","<min","<min","<min","<min","<min","<min","<min","<min","<min","<min","<min",null,24.4,70.5,69.5,68.5,67.5,92,88,85,82.5,190.5,169.5,151.5,137.5,"<min","<min","<min","<min","<min","<min","<min","<min","<min","<min","<min","<min","<min","<min","<min","<min"]
[null,null,null,null,null,null,null,null,24.5,72,67,65,62.5,102,95.5,86.5,80.5,200,181.5,160,137,"<min","<min","<min","<min","<min","<min","<min","<min","<min","<min","<min","<min","<min","<min","<min","<min",null,24.5,71,69.5,68.5,68,92,88.5,85,82.5,191,169.5,152,137.5,"<min","<min","<min","<min","<min","<min","<min","<min","<min","<min","<min","<min","<min","<min","<min","<min"]
[null,null,null,null,null,null,null,null,24.6,72,67.5,65,62.5,102.5,96,87,81,200.5,182.5,160.5,137,"<min","<min","<min","<min","<min","<min","<min","<min","<min","<min","<min","<min","<min","<min","<min","<min",null,24.6,71,70,69,68,92.5,88.5,85.5,83,192,170,152,138,"<min","<min","<min","<min","<min","<min","<min","<min","<min","<min","<min","<min","<min","<min","<min","<min"]
[null,null,null,null,null,null,null,null,24.7,72.5,67.5,65.5,63,103,96.5,87,81,201.5,183,161,137.5,"<min","<min","<min","<min","<min","<min","<min","<min","<min","<min","<min","<min","<min","<min","<min","<min",null,24.7,71.5,70,69,68.5,93,89,86,83,192.5,170.5,152.5,138.5,"<min","<min","<min","<min","<min","<min","<min","<min","<min","<min","<min","<min","<min","<min","<min","<min"]
[null,null,null,null,null,null,null,null,24.8,72.5,67.5,65.5,63,103.5,96.5,87.5,81.5,202,183.5,161.5,138,"<min","<min","<min","<min","<min","<min","<min","<min","<min","<min","<min","<min","<min","<min","<min","<min",null,24.8,71.5,70.5,69.5,68.5,93,89,86,83.5,193,171,153,139,"<min","<min","<min","<min","<min","<min","<min","<min","<min","<min","<min","<min","<min","<min","<min","<min"]
[null,null,null,null,null,null,null,null,24.9,73,68,66,63.5,103.5,97,88,82,202.5,184,162,138.5,"<min","<min","<min","<min","<min","<min","<min","<min","<min","<min","<min","<min","<min","<min","<min","<min",null,24.9,71.5,70.5,69.5,69,93.5,89.5,86.5,83.5,193.5,171.5,153.5,139.5,"<min","<min","<min","<min","<min","<min","<min","<min","<min","<min","<min","<min","<min","<min","<min","<min"]
[null,null,null,null,null,null,null,null,25,73,68,66,63.5,104,97.5,88,82,203.5,184.5,162.5,139,"<min","<min","<min","<min","<min","<min","<min","<min","<min","<min","<min","<min","<min","<min","<min","<min",null,25,72,71,70,69,93.5,89.5,86.5,84,194,172,154,140,"<min","<min","<min","<min","<min","<min","<min","<min","<min","<min","<min","<min","<min","<min","<min","<min"]
[null,null,null,null,null,null,null,null,25.1,73.5,68.5,66.5,64,104.5,98,88.5,82.5,204,185,163,139.5,"<min","<min","<min","<min","<min","<min","<min","<min","<min","<min","<min","<min","<min","<min","<min","<min",null,25.1,72,71,70,69.5,94,90,87,84,194.5,172.5,154.5,140,"<min","<min","<min","<min","<min","<min","<min","<min","<min","<min","<min","<min","<min","<min","<min","<min"]
[null,null,null,null,null,null,null,null,25.2,73.5,68.5,66.5,64,105,98,88.5,82.5,205,185.5,163.5,140,"<min","<min","<min","<min","<min","<min","<min","<min","<min","<min","<min","<min","<min","<min","<min","<min",null,25.2,72.5,71.5,70.5,69.5,94.5,90,87,84.5,195,173,155,140.5,"<min","<min","<min","<min","<min","<min","<min","<min","<min","<min","<min","<min","<min","<min","<min","<min"]
[null,null,null,null,null,null,null,null,25.3,73.5,69,67,64.5,105.5,98.5,89,83,205.5,186,164,140,"<min","<min","<min","<min","<min","<min","<min","<min","<min","<min","<min","<min","<min","<min","<min","<min",null,25.3,72.5,71.5,70.5,70,94.5,90.5,87.5,84.5,196,173.5,155.5,141,"<min","<min","<min","<min","<min","<min","<min","<min","<min","<min","<min","<min","<min","<min","<min","<min"]
[null,null,null,null,null,null,null,null,25.4,74,69,67,64.5,105.5,99,89,83.5,206,186.5,164.5,140.5,"<min","<min","<min","<min","<min","<min","<min","<min","<min","<min","<min","<min","<min","<min","<min","<min",null,25.4,73,71.5,71,70,95,91,87.5,85,196.5,174,155.5,141.5,"<min","<min","<min","<min","<min","<min","<min","<min","<min","<min","<min","<min","<min","<min","<min","<min"]
[null,null,null,null,null,null,null,null,25.5,74,69.5,67.5,65,106,99,89.5,83.5,207,187,165,141,"<min","<min","<min","<min","<min","<min","<min","<min","<min","<min","<min","<min","<min","<min","<min","<min",null,25.5,73,72,71,70.5,95.5,91,88,85,197,174.5,156,142,"<min","<min","<min","<min","<min","<min","<min","<min","<min","<min","<min","<min","<min","<min","<min","<min"]
[null,null,null,null,null,null,null,null,25.6,74.5,69.5,67.5,65,106.5,99.5,90,84,207.5,187.5,165.5,141.5,"<min","<min","<min","<min","<min","<min","<min","<min","<min","<min","<min","<min","<min","<min","<min","<min",null,25.6,73.5,72,71.5,70.5,95.5,91.5,88,85.5,197.5,175,156.5,142,"<min","<min","<min","<min","<min","<min","<min","<min","<min","<min","<min","<min","<min","<min","<min","<min"]
[null,null,null,null,null,null,null,null,25.7,74.5,69.5,68,65.5,107,100,90,84,208,188,166,142,"<min","<min","<min","<min","<min","<min","<min","<min","<min","<min","<min","<min","<min","<min","<min","<min",null,25.7,73.5,72.5,71.5,71,96,91.5,88.5,85.5,198,175.5,157,142.5,"<min","<min","<min","<min","<min","<min","<min","<min","<min","<min","<min","<min","<min","<min","<min","<min"]
[null,null,null,null,null,null,null,null,25.8,75,70,68,65.5,107.5,100.5,90.5,84.5,209,188.5,166.5,142.5,"<min","<min","<min","<min","<min","<min","<min","<min","<min","<min","<min","<min","<min","<min","<min","<min",null,25.8,74,72.5,71.5,71,96,92,88.5,86,199,176,157.5,143,"<min","<min","<min","<min","<min","<min","<min","<min","<min","<min","<min","<min","<min","<min","<min","<min"]
[null,null,null,null,null,null,null,null,25.9,75,70,68.5,66,107.5,101,90.5,85,209.5,189,167,143,"<min","<min","<min","<min","<min","<min","<min","<min","<min","<min","<min","<min","<min","<min","<min","<min",null,25.9,74,73,72,71.5,96.5,92,89,86,199.5,176.5,158,143.5,"<min","<min","<min","<min","<min","<min","<min","<min","<min","<min","<min","<min","<min","<min","<min","<min"]
[null,null,null,null,null,null,null,null,26,75,70.5,68.5,66,108,101,91,85,210.5,189.5,167.5,143,"<min","<min","<min","<min","<min","<min","<min","<min","<min","<min","<min","<min","<min","<min","<min","<min",null,26,74.5,73,72,71.5,97,92.5,89,86.5,200,176.5,158.5,144,"<min","<min","<min","<min","<min","<min","<min","<min","<min","<min","<min","<min","<min","<min","<min","<min"]
[null,null,null,null,null,null,null,null,26.1,75.5,70.5,69,66.5,108.5,101.5,91.5,85.5,211,190,168,143.5,"<min","<min","<min","<min","<min","<min","<min","<min","<min","<min","<min","<min","<min","<min","<min","<min",null,26.1,74.5,73.5,72.5,71.5,97,93,89.5,87,200.5,177,158.5,144.5,"<min","<min","<min","<min","<min","<min","<min","<min","<min","<min","<min","<min","<min","<min","<min","<min"]
[null,null,null,null,null,null,null,null,26.2,75.5,71,69,66.5,109,102,91.5,85.5,211.5,190.5,168.5,144,"<min","<min","<min","<min","<min","<min","<min","<min","<min","<min","<min","<min","<min","<min","<min","<min",null,26.2,75,73.5,72.5,72,97.5,93,90,87,201,177.5,159,144.5,"<min","<min","<min","<min","<min","<min","<min","<min","<min","<min","<min","<min","<min","<min","<min","<min"]
[null,null,null,null,null,null,null,null,26.3,76,71,69.5,67,109.5,102.5,92,86,212.5,191.5,169,144.5,"<min","<min","<min","<min","<min","<min","<min","<min","<min","<min","<min","<min","<min","<min","<min","<min",null,26.3,75,74,73,72,98,93.5,90,87.5,202,178,159.5,145,"<min","<min","<min","<min","<min","<min","<min","<min","<min","<min","<min","<min","<min","<min","<min","<min"]
[null,null,null,null,null,null,null,null,26.4,76,71,69.5,67,110,102.5,92.5,86.5,213,192,169.5,145,"<min","<min","<min","<min","<min","<min","<min","<min","<min","<min","<min","<min","<min","<min","<min","<min",null,26.4,75,74,73,72.5,98,93.5,90.5,87.5,202.5,178.5,160,145.5,"<min","<min","<min","<min","<min","<min","<min","<min","<min","<min","<min","<min","<min","<min","<min","<min"]
[null,null,null,null,null,null,null,null,26.5,76.5,71.5,70,67.5,110,103,92.5,86.5,214,192.5,170,145.5,"<min","<min","<min","<min","<min","<min","<min","<min","<min","<min","<min","<min","<min","<min","<min","<min",null,26.5,75.5,74.5,73.5,72.5,98.5,94,90.5,88,203,179,160.5,146,"<min","<min","<min","<min","<min","<min","<min","<min","<min","<min","<min","<min","<min","<min","<min","<min"]
[null,null,null,null,null,null,null,null,26.6,76.5,71.5,70,67.5,110.5,103.5,93,87,214.5,193,170.5,146,"<min","<min","<min","<min","<min","<min","<min","<min","<min","<min","<min","<min","<min","<min","<min","<min",null,26.6,75.5,74.5,73.5,73,99,94.5,91,88,203.5,179.5,161,146.5,"<min","<min","<min","<min","<min","<min","<min","<min","<min","<min","<min","<min","<min","<min","<min","<min"]
[null,null,null,null,null,null,null,null,26.7,76.5,72,70.5,68,111,104,93,87,215,193.5,171,146,"<min","<min","<min","<min","<min","<min","<min","<min","<min","<min","<min","<min","<min","<min","<min","<min",null,26.7,76,75,74,73,99.5,94.5,91,88.5,204.5,180,161.5,147,"<min","<min","<min","<min","<min","<min","<min","<min","<min","<min","<min","<min","<min","<min","<min","<min"]
[null,null,null,null,null,null,null,null,26.8,77,72,70.5,68,111.5,104.5,93.5,87.5,216,194,171.5,146.5,"<min","<min","<min","<min","<min","<min","<min","<min","<min","<min","<min","<min","<min","<min","<min","<min",null,26.8,76,75,74,73.5,99.5,95,91.5,88.5,205,180.5,161.5,147,"<min","<min","<min","<min","<min","<min","<min","<min","<min","<min","<min","<min","<min","<min","<min","<min"]
[null,null,null,null,null,null,null,null,26.9,77,72.5,71,68.5,112,105,94,87.5,216.5,194.5,172,147,"<min","<min","<min","<min","<min","<min","<min","<min","<min","<min","<min","<min","<min","<min","<min","<min",null,26.9,76.5,75,74.5,73.5,100,95,91.5,89,205.5,181,162,147.5,"<min","<min","<min","<min","<min","<min","<min","<min","<min","<min","<min","<min","<min","<min","<min","<min"]
[null,null,null,null,null,null,null,null,27,77.5,72.5,71,68.5,112.5,105,94,88,217.5,195,172.5,147.5,"<min","<min","<min","<min","<min","<min","<min","<min","<min","<min","<min","<min","<min","<min","<min","<min",null,27,76.5,75.5,74.5,74,100.5,95.5,92,89,206,181.5,162.5,148,"<min","<min","<min","<min","<min","<min","<min","<min","<min","<min","<min","<min","<min","<min","<min","<min"]
[null,null,null,null,null,null,null,null,27.1,77.5,72.5,71.5,69,112.5,105.5,94.5,88.5,218,195.5,173,148,"<min","<min","<min","<min","<min","<min","<min","<min","<min","<min","<min","<min","<min","<min","<min","<min",null,27.1,77,75.5,75,74,100.5,96,92,89.5,207,182,163,148.5,"<min","<min","<min","<min","<min","<min","<min","<min","<min","<min","<min","<min","<min","<min","<min","<min"]
[null,null,null,null,null,null,null,null,27.2,77.5,73,71.5,69,113,106,95,88.5,218.5,196,173.5,148.5,"<min","<min","<min","<min","<min","<min","<min","<min","<min","<min","<min","<min","<min","<min","<min","<min",null,27.2,77,76,75,74.5,101,96,92.5,89.5,207.5,182.5,163.5,149,"<min","<min","<min","<min","<min","<min","<min","<min","<min","<min","<min","<min","<min","<min","<min","<min"]
[null,null,null,null,null,null,null,null,27.3,78,73,72,69.5,113.5,106.5,95,89,219.5,196.5,174,148.5,"<min","<min","<min","<min","<min","<min","<min","<min","<min","<min","<min","<min","<min","<min","<min","<min",null,27.3,77.5,76,75,74.5,101.5,96.5,93,90,208,183,164,149,"<min","<min","<min","<min","<min","<min","<min","<min","<min","<min","<min","<min","<min","<min","<min","<min"]
[null,null,null,null,null,null,null,null,27.4,78,73.5,72,69.5,114,107,95.5,89,220,197,174.5,149,"<min","<min","<min","<min","<min","<min","<min","<min","<min","<min","<min","<min","<min","<min","<min","<min",null,27.4,77.5,76.5,75.5,75,102,96.5,93,90,208.5,183.5,164.5,149.5,"<min","<min","<min","<min","<min","<min","<min","<min","<min","<min","<min","<min","<min","<min","<min","<min"]
[null,null,null,null,null,null,null,null,27.5,78.5,73.5,72.5,70,114.5,107.5,95.5,89.5,221,198,175,149.5,"<min","<min","<min","<min","<min","<min","<min","<min","<min","<min","<min","<min","<min","<min","<min","<min",null,27.5,78,76.5,75.5,75,102,97,93.5,90.5,209.5,184,164.5,150,"<min","<min","<min","<min","<min","<min","<min","<min","<min","<min","<min","<min","<min","<min","<min","<min"]
[null,null,null,null,null,null,null,null,27.6,78.5,74,72.5,70,115,108,96,90,221.5,198.5,175.5,150,"<min","<min","<min","<min","<min","<min","<min","<min","<min","<min","<min","<min","<min","<min","<min","<min",null,27.6,78,77,76,75,102.5,97.5,93.5,91,210,184.5,165,150.5,"<min","<min","<min","<min","<min","<min","<min","<min","<min","<min","<min","<min","<min","<min","<min","<min"]
[null,null,null,null,null,null,null,null,27.7,78.5,74,73,70.5,115.5,108,96.5,90,222,199,176,150.5,"<min","<min","<min","<min","<min","<min","<min","<min","<min","<min","<min","<min","<min","<min","<min","<min",null,27.7,78,77,76,75.5,103,97.5,94,91,210.5,184.5,165.5,151,"<min","<min","<min","<min","<min","<min","<min","<min","<min","<min","<min","<min","<min","<min","<min","<min"]
[null,null,null,null,null,null,null,null,27.8,79,74,73,70.5,116,108.5,96.5,90.5,223,199.5,176.5,151,"<min","<min","<min","<min","<min","<min","<min","<min","<min","<min","<min","<min","<min","<min","<min","<min",null,27.8,78.5,77.5,76.5,75.5,103.5,98,94,91.5,211.5,185,166,151,"<min","<min","<min","<min","<min","<min","<min","<min","<min","<min","<min","<min","<min","<min","<min","<min"]
[null,null,null,null,null,null,null,null,27.9,79,74.5,73.5,71,116,109,97,90.5,223.5,200,177,151.5,"<min","<min","<min","<min","<min","<min","<min","<min","<min","<min","<min","<min","<min","<min","<min","<min",null,27.9,78.5,77.5,76.5,76,104,98.5,94.5,91.5,212,185.5,166.5,151.5,"<min","<min","<min","<min","<min","<min","<min","<min","<min","<min","<min","<min","<min","<min","<min","<min"]
[null,null,null,null,null,null,null,null,28,79.5,74.5,73.5,71,116.5,109.5,97.5,91,224.5,200.5,177.5,151.5,"<min","<min","<min","<min","<min","<min","<min","<min","<min","<min","<min","<min","<min","<min","<min","<min",null,28,79,78,77,76,104,98.5,95,92,212.5,186,167,152,"<min","<min","<min","<min","<min","<min","<min","<min","<min","<min","<min","<min","<min","<min","<min","<min"]
[null,null,null,null,null,null,null,null,28.1,79.5,75,74,71.5,117,110,97.5,91.5,225,201,178,152,"<min","<min","<min","<min","<min","<min","<min","<min","<min","<min","<min","<min","<min","<min","<min","<min",null,28.1,79,78,77,76.5,104.5,99,95,92,213,186.5,167,152.5,"<min","<min","<min","<min","<min","<min","<min","<min","<min","<min","<min","<min","<min","<min","<min","<min"]
[null,null,null,null,null,null,null,null,28.2,80,75,74,71.5,117.5,110.5,98,91.5,225.5,201.5,178.5,152.5,"<min","<min","<min","<min","<min","<min","<min","<min","<min","<min","<min","<min","<min","<min","<min","<min",null,28.2,79.5,78,77.5,76.5,105,99.5,95.5,92.5,214,187,167.5,153,"<min","<min","<min","<min","<min","<min","<min","<min","<min","<min","<min","<min","<min","<min","<min","<min"]
[null,null,null,null,null,null,null,null,28.3,80,75,74.5,72,118,111,98.5,92,226.5,202,179,153,"<min","<min","<min","<min","<min","<min","<min","<min","<min","<min","<min","<min","<min","<min","<min","<min",null,28.3,79.5,78.5,77.5,77,105.5,99.5,95.5,92.5,214.5,187.5,168,153,"<min","<min","<min","<min","<min","<min","<min","<min","<min","<min","<min","<min","<min","<min","<min","<min"]
[null,null,null,null,null,null,null,null,28.4,80,75.5,74.5,72,118.5,111.5,98.5,92.5,227,203,179.5,153.5,"<min","<min","<min","<min","<min","<min","<min","<min","<min","<min","<min","<min","<min","<min","<min","<min",null,28.4,80,78.5,78,77,105.5,100,96,93,215,188,168.5,153.5,"<min","<min","<min","<min","<min","<min","<min","<min","<min","<min","<min","<min","<min","<min","<min","<min"]
[null,null,null,null,null,null,null,null,28.5,80.5,75.5,75,72.5,119,112,99,92.5,228,203.5,180,154,"<min","<min","<min","<min","<min","<min","<min","<min","<min","<min","<min","<min","<min","<min","<min","<min",null,28.5,80,79,78,77.5,106,100.5,96.5,93.5,216,188.5,169,154,"<min","<min","<min","<min","<min","<min","<min","<min","<min","<min","<min","<min","<min","<min","<min","<min"]
[null,null,null,null,null,null,null,null,28.6,80.5,76,75,72.5,119.5,112,99.5,93,228.5,204,180.5,154,"<min","<min","<min","<min","<min","<min","<min","<min","<min","<min","<min","<min","<min","<min","<min","<min",null,28.6,80,79,78,77.5,106.5,100.5,96.5,93.5,216.5,189,169.5,154.5,"<min","<min","<min","<min","<min","<min","<min","<min","<min","<min","<min","<min","<min","<min","<min","<min"]
[null,null,null,null,null,null,null,null,28.7,81,76,75,73,120,112.5,99.5,93,229,204.5,181,154.5,"<min","<min","<min","<min","<min","<min","<min","<min","<min","<min","<min","<min","<min","<min","<min","<min",null,28.7,80.5,79.5,78.5,78,107,101,97,94,217,189.5,169.5,155,"<min","<min","<min","<min","<min","<min","<min","<min","<min","<min","<min","<min","<min","<min","<min","<min"]
[null,null,null,null,null,null,null,null,28.8,81,76,75.5,73,120.5,113,100,93.5,230,205,181.5,155,"<min","<min","<min","<min","<min","<min","<min","<min","<min","<min","<min","<min","<min","<min","<min","<min",null,28.8,80.5,79.5,78.5,78,107.5,101.5,97,94,218,190,170,155,"<min","<min","<min","<min","<min","<min","<min","<min","<min","<min","<min","<min","<min","<min","<min","<min"]
[null,null,null,null,null,null,null,null,28.9,81,76.5,75.5,73.5,121,113.5,100.5,94,230.5,205.5,182,155.5,"<min","<min","<min","<min","<min","<min","<min","<min","<min","<min","<min","<min","<min","<min","<min","<min",null,28.9,81,80,79,78,108,101.5,97.5,94.5,218.5,190.5,170.5,155.5,"<min","<min","<min","<min","<min","<min","<min","<min","<min","<min","<min","<min","<min","<min","<min","<min"]
[null,null,null,null,null,null,null,null,29,81.5,76.5,76,73.5,121,114,100.5,94,231.5,206,182.5,156,"<min","<min","<min","<min","<min","<min","<min","<min","<min","<min","<min","<min","<min","<min","<min","<min",null,29,81,80,79,78.5,108,102,98,94.5,219,191,171,156,"<min","<min","<min","<min","<min","<min","<min","<min","<min","<min","<min","<min","<min","<min","<min","<min"]
[null,null,null,null,null,null,null,null,29.1,81.5,77,76,74,121.5,114.5,101,94.5,232,207,183,156.5,"<min","<min","<min","<min","<min","<min","<min","<min","<min","<min","<min","<min","<min","<min","<min","<min",null,29.1,81.5,80.5,79.5,78.5,108.5,102.5,98,95,219.5,191.5,171.5,156.5,"<min","<min","<min","<min","<min","<min","<min","<min","<min","<min","<min","<min","<min","<min","<min","<min"]
[null,null,null,null,null,null,null,null,29.2,82,77,76.5,74,122,115,101.5,94.5,232.5,207.5,183.5,156.5,"<min","<min","<min","<min","<min","<min","<min","<min","<min","<min","<min","<min","<min","<min","<min","<min",null,29.2,81.5,80.5,79.5,79,109,103,98.5,95,220.5,192,172,157,"<min","<min","<min","<min","<min","<min","<min","<min","<min","<min","<min","<min","<min","<min","<min","<min"]
[null,null,null,null,null,null,null,null,29.3,82,77.5,76.5,74.5,122.5,115.5,101.5,95,233.5,208,184,157,"<min","<min","<min","<min","<min","<min","<min","<min","<min","<min","<min","<min","<min","<min","<min","<min",null,29.3,82,81,80,79,109.5,103,98.5,95.5,221,192.5,172.5,157,"<min","<min","<min","<min","<min","<min","<min","<min","<min","<min","<min","<min","<min","<min","<min","<min"]
[null,null,null,null,null,null,null,null,29.4,82,77.5,77,74.5,123,116,102,95.5,234,208.5,184.5,157.5,"<min","<min","<min","<min","<min","<min","<min","<min","<min","<min","<min","<min","<min","<min","<min","<min",null,29.4,82,81,80,79.5,110,103.5,99,96,221.5,193,172.5,157.5,"<min","<min","<min","<min","<min","<min","<min","<min","<min","<min","<min","<min","<min","<min","<min","<min"]
[null,null,null,null,null,null,null,null,29.5,82.5,77.5,77,75,123.5,116.5,102.5,95.5,235,209,185,158,"<min","<min","<min","<min","<min","<min","<min","<min","<min","<min","<min","<min","<min","<min","<min","<min",null,29.5,82.5,81,80.5,79.5,110.5,104,99.5,96,222.5,193.5,173,158,"<min","<min","<min","<min","<min","<min","<min","<min","<min","<min","<min","<min","<min","<min","<min","<min"]
[null,null,null,null,null,null,null,null,29.6,82.5,78,77.5,75,124,117,103,96,235.5,209.5,185.5,158.5,"<min","<min","<min","<min","<min","<min","<min","<min","<min","<min","<min","<min","<min","<min","<min","<min",null,29.6,82.5,81.5,80.5,80,110.5,104,99.5,96.5,223,194,173.5,158.5,"<min","<min","<min","<min","<min","<min","<min","<min","<min","<min","<min","<min","<min","<min","<min","<min"]
[null,null,null,null,null,null,null,null,29.7,83,78,77.5,75,124.5,117.5,103,96,236,210.5,186,158.5,"<min","<min","<min","<min","<min","<min","<min","<min","<min","<min","<min","<min","<min","<min","<min","<min",null,29.7,82.5,81.5,80.5,80,111,104.5,100,96.5,223.5,194.5,174,159,"<min","<min","<min","<min","<min","<min","<min","<min","<min","<min","<min","<min","<min","<min","<min","<min"]
[null,null,null,null,null,null,null,null,29.8,83,78.5,78,75.5,125,118,103.5,96.5,237,211,186.5,159,"<min","<min","<min","<min","<min","<min","<min","<min","<min","<min","<min","<min","<min","<min","<min","<min",null,29.8,83,82,81,80.5,111.5,105,100.5,97,224.5,195,174.5,159,"<min","<min","<min","<min","<min","<min","<min","<min","<min","<min","<min","<min","<min","<min","<min","<min"]
[null,null,null,null,null,null,null,null,29.9,83,78.5,78,75.5,125.5,118.5,104,97,237.5,211.5,187,159.5,"<min","<min","<min","<min","<min","<min","<min","<min","<min","<min","<min","<min",800,"<min","<min","<min",null,29.9,83,82,81,80.5,112,105.5,100.5,97.5,225,195.5,175,159.5,"<min","<min","<min","<min","<min","<min","<min","<min","<min","<min","<min","<min","<min","<min","<min","<min"]
[null,null,null,null,null,null,null,null,30,83.5,78.5,78.5,76,126,119,104,97,238.5,212,187.5,160,"<min","<min","<min","<min","<min","<min","<min","<min","<min","<min","<min","<min",802,"<min","<min","<min",null,30,83.5,82.5,81.5,80.5,112.5,105.5,101,97.5,225.5,196,175,160,"<min","<min","<min","<min","<min","<min","<min","<min","<min","<min","<min","<min","<min","<min","<min","<min"]
[null,null,null,null,null,null,null,null,30.1,83.5,79,78.5,76,126.5,119,104.5,97.5,239,212.5,188,160.5,"<min","<min","<min","<min","<min","<min","<min","<min","<min","<min","<min","<min",804,"<min","<min","<min",null,30.1,83.5,82.5,81.5,81,113,106,101.5,98,226.5,196.5,175.5,160.5,"<min","<min","<min","<min","<min","<min","<min","<min","<min","<min","<min","<min","<min","<min","<min","<min"]
[null,null,null,null,null,null,null,null,30.2,84,79,79,76.5,127,119.5,105,98,239.5,213,188.5,161,"<min","<min","<min","<min","<min","<min","<min","<min","<min","<min","<min","<min",806,"<min","<min","<min",null,30.2,84,83,82,81,113.5,106.5,101.5,98,227,197,176,160.5,"<min","<min","<min","<min","<min","<min","<min","<min",800,"<min","<min","<min","<min","<min","<min","<min"]
[null,null,null,null,null,null,null,null,30.3,84,79.5,79,76.5,127.5,120,105.5,98,240.5,214,189,161,"<min","<min","<min","<min","<min","<min","<min","<min","<min","<min","<min","<min",808.5,"<min","<min","<min",null,30.3,84,83,82,81.5,114,107,102,98.5,227.5,197.5,176.5,161,"<min","<min","<min","<min","<min","<min","<min","<min",802,"<min","<min","<min","<min","<min","<min","<min"]
[null,null,null,null,null,null,null,null,30.4,84,79.5,79.5,77,128,120.5,105.5,98.5,241,214.5,189.5,161.5,"<min","<min","<min","<min","<min","<min","<min","<min","<min","<min","<min","<min",810.5,"<min","<min","<min",null,30.4,84.5,83.5,82.5,81.5,114,107,102.5,99,228.5,198,177,161.5,"<min","<min","<min","<min","<min","<min","<min","<min",804.5,"<min","<min","<min","<min","<min","<min","<min"]
[null,null,null,null,null,null,null,null,30.5,84.5,79.5,79.5,77,128.5,121,106,98.5,241.5,215,190,162,"<min","<min","<min","<min","<min","<min","<min","<min","<min","<min","<min","<min",812.5,"<min","<min","<min",null,30.5,84.5,83.5,82.5,82,114.5,107.5,102.5,99,229,198.5,177.5,162,"<min","<min","<min","<min","<min","<min","<min","<min",806.5,"<min","<min","<min","<min","<min","<min","<min"]
[null,null,null,null,null,null,null,null,30.6,84.5,80,79.5,77.5,129,121.5,106.5,99,242.5,215.5,190.5,162.5,"<min","<min","<min","<min","<min","<min","<min","<min","<min","<min","<min","<min",814.5,"<min","<min","<min",null,30.6,84.5,83.5,83,82,115,108,103,99.5,229.5,199,178,162.5,"<min","<min","<min","<min","<min","<min","<min","<min",808.5,"<min","<min","<min","<min","<min","<min","<min"]
[null,null,null,null,null,null,null,null,30.7,85,80,80,77.5,129.5,122,106.5,99.5,243,216,191,163,"<min","<min","<min","<min","<min","<min","<min","<min","<min","<min","<min","<min",816.5,"<min","<min","<min",null,30.7,85,84,83,82.5,115.5,108.5,103.5,99.5,230.5,199.5,178,162.5,"<min","<min","<min","<min","<min","<min","<min","<min",810.5,"<min","<min","<min","<min","<min","<min","<min"]
[null,null,null,null,null,null,null,null,30.8,85,80.5,80,78,130,122.5,107,99.5,244,217,191.5,163,"<min","<min","<min","<min","<min","<min","<min","<min","<min","<min","<min","<min",818.5,"<min","<min","<min",null,30.8,85,84,83,82.5,116,108.5,103.5,100,231,200,178.5,163,"<min","<min","<min","<min","<min","<min","<min","<min",813,"<min","<min","<min","<min","<min","<min","<min"]
[null,null,null,null,null,null,null,null,30.9,85,80.5,80.5,78,130.5,123,107.5,100,244.5,217.5,192,163.5,"<min","<min","<min","<min","<min","<min","<min","<min","<min","<min","<min","<min",820.5,"<min","<min","<min",null,30.9,85.5,84.5,83.5,83,116.5,109,104,100.5,231.5,200.5,179,163.5,"<min","<min","<min","<min","<min","<min","<min","<min",815,"<min","<min","<min","<min","<min","<min","<min"]
[null,null,null,null,null,null,null,null,31,85.5,80.5,80.5,78.5,131,123.5,108,100.5,245,218,192.5,164,"<min","<min","<min","<min","<min","<min","<min","<min","<min","<min","<min","<min",823,"<min","<min","<min",null,31,85.5,84.5,83.5,83,117,109.5,104.5,100.5,232.5,201,179.5,164,"<min","<min","<min","<min","<min","<min","<min","<min",817,"<min","<min","<min","<min","<min","<min","<min"]
[null,null,null,null,null,null,null,null,31.1,85.5,81,81,78.5,131.5,124,108,100.5,246,218.5,193,164.5,"<min","<min","<min","<min","<min","<min","<min","<min","<min","<min","<min","<min",825,"<min","<min","<min",null,31.1,86,85,84,83,117.5,110,104.5,101,233,201.5,180,164.5,"<min","<min","<min","<min","<min","<min","<min","<min",819,"<min","<min","<min","<min","<min","<min","<min"]
[null,null,null,null,null,null,null,null,31.2,86,81,81,79,132,124.5,108.5,101,246.5,219,193.5,165,"<min","<min","<min","<min","<min","<min","<min","<min","<min","<min","<min","<min",827,"<min","<min","<min",null,31.2,86,85,84,83.5,118,110.5,105,101,233.5,202,180.5,164.5,"<min","<min","<min","<min","<min","<min","<min","<min",821.5,"<min","<min","<min","<min","<min","<min","<min"]
[null,null,null,null,null,null,null,null,31.3,86,81.5,81.5,79,132.5,125,109,101.5,247.5,220,194,165.5,"<min","<min","<min","<min","<min","<min","<min","<min","<min","<min","<min","<min",829,"<min","<min","<min",null,31.3,86.5,85.5,84.5,83.5,118,110.5,105.5,101.5,234,202.5,180.5,165,"<min","<min","<min","<min","<min","<min","<min","<min",823.5,"<min","<min","<min","<min","<min","<min","<min"]
[null,null,null,null,null,null,null,null,31.4,86.5,81.5,81.5,79.5,132.5,125.5,109.5,101.5,248,220.5,194.5,165.5,"<min","<min","<min","<min","<min","<min","<min","<min",800,"<min","<min","<min",831,"<min","<min","<min",null,31.4,86.5,85.5,84.5,84,118.5,111,105.5,102,235,203,181,165.5,"<min","<min","<min","<min","<min","<min","<min","<min",825.5,"<min","<min","<min","<min","<min","<min","<min"]
[null,null,null,null,null,null,null,null,31.5,86.5,81.5,82,79.5,133,126,109.5,102,248.5,221,195,166,"<min","<min","<min","<min","<min","<min","<min","<min",802,"<min","<min","<min",833,"<min","<min","<min",null,31.5,86.5,85.5,85,84,119,111.5,106,102,235.5,203.5,181.5,166,"<min","<min","<min","<min","<min","<min","<min","<min",828,"<min","<min","<min","<min","<min","<min","<min"]
[null,null,null,null,null,null,null,null,31.6,86.5,82,82,80,133.5,126.5,110,102,249.5,221.5,195.5,166.5,"<min","<min","<min","<min","<min","<min","<min","<min",804,"<min","<min","<min",835,"<min","<min","<min",null,31.6,87,86,85,84.5,119.5,112,106.5,102.5,236,204,182,166,"<min","<min","<min","<min","<min","<min","<min","<min",830,"<min","<min","<min","<min","<min","<min","<min"]
[null,null,null,null,null,null,null,null,31.7,87,82,82.5,80,134,127,110.5,102.5,250,222,196,167,"<min","<min","<min","<min","<min","<min","<min","<min",806,"<min","<min","<min",837,"<min","<min","<min",null,31.7,87,86,85.5,84.5,120,112.5,106.5,103,237,204.5,182.5,166.5,"<min","<min","<min","<min","<min","<min","<min","<min",832,"<min","<min","<min","<min","<min","<min","<min"]
[null,null,null,null,null,null,null,null,31.8,87,82.5,82.5,80.5,134.5,127.5,111,103,250.5,223,196.5,167.5,"<min","<min","<min","<min","<min","<min","<min","<min",808,"<min","<min","<min",839.5,"<min","<min","<min",null,31.8,87.5,86.5,85.5,85,120.5,112.5,107,103,237.5,205,183,167,"<min","<min","<min","<min","<min","<min","<min","<min",834,"<min","<min","<min","<min","<min","<min","<min"]
[null,null,null,null,null,null,null,null,31.9,87.5,82.5,83,80.5,135,128,111,103,251.5,223.5,197,167.5,"<min","<min","<min","<min",480,"<min","<min","<min",810,"<min","<min","<min",841.5,"<min","<min","<min",null,31.9,87.5,86.5,85.5,85,121,113,107.5,103.5,238,206,183.5,167.5,"<min","<min","<min","<min","<min","<min","<min","<min",836.5,"<min","<min","<min","<min","<min","<min","<min"]
[null,null,null,null,null,null,null,null,32,87.5,83,83,81,135.5,128.5,111.5,103.5,252,224,197.5,168,"<min","<min","<min","<min",481,"<min","<min","<min",812.5,"<min","<min","<min",843.5,"<min","<min","<min",null,32,88,87,86,85.5,121.5,113.5,108,104,238.5,206.5,183.5,168,"<min","<min","<min","<min","<min","<min","<min","<min",838.5,"<min","<min","<min","<min","<min","<min","<min"]
[null,null,null,null,null,null,null,null,32.1,87.5,83,83.5,81,136,129,112,104,252.5,224.5,198,168.5,"<min","<min","<min","<min",482,"<min","<min","<min",814.5,"<min","<min","<min",845.5,800,"<min","<min",null,32.1,88,87,86,85.5,122,114,108,104,239.5,207,184,168,"<min","<min","<min","<min","<min","<min","<min","<min",840.5,"<min","<min","<min","<min","<min","<min","<min"]
[null,null,null,null,null,null,null,null,32.200000000000003,88,83,83.5,81.5,136.5,129.5,112.5,104,253.5,225,198.5,169,"<min","<min","<min","<min",483.5,"<min","<min","<min",816.5,"<min","<min","<min",847.5,802,"<min","<min",null,32.200000000000003,88,87.5,86.5,85.5,122.5,114.5,108.5,104.5,240,207.5,184.5,168.5,"<min","<min","<min","<min","<min","<min","<min","<min",842.5,"<min","<min","<min","<min","<min","<min","<min"]
[null,null,null,null,null,null,null,null,32.299999999999997,88,83.5,84,81.5,137,130,112.5,104.5,254,226,199,169.5,"<min","<min","<min","<min",484.5,"<min","<min","<min",818.5,"<min","<min","<min",849.5,803.5,"<min","<min",null,32.299999999999997,88.5,87.5,86.5,86,122.5,114.5,109,105,240.5,208,185,169,"<min","<min","<min","<min","<min","<min","<min","<min",845,"<min","<min","<min","<min","<min","<min","<min"]
[null,null,null,null,null,null,null,null,32.4,88.5,83.5,84,82,137.5,130.5,113,105,254.5,226.5,199.5,169.5,"<min","<min","<min","<min",485.5,"<min","<min","<min",820.5,"<min","<min","<min",851.5,805.5,"<min","<min",null,32.4,88.5,88,87,86,123,115,109,105,241.5,208.5,185.5,169.5,"<min","<min","<min","<min","<min","<min","<min","<min",847,"<min","<min","<min","<min","<min","<min","<min"]
[null,null,null,null,null,null,null,null,32.5,88.5,84,84,82,138,131,113.5,105,255.5,227,200,170,"<min","<min","<min","<min",486.5,"<min","<min","<min",822.5,"<min","<min","<min",853.5,807.5,"<min","<min",null,32.5,89,88,87,86.5,123.5,115.5,109.5,105.5,242,209,186,169.5,"<min","<min","<min","<min","<min","<min","<min","<min",849,"<min","<min","<min","<min","<min","<min","<min"]
[null,null,null,null,null,null,null,null,32.6,88.5,84,84.5,82.5,138.5,131.5,114,105.5,256,227.5,200.5,170.5,"<min","<min","<min","<min",487.5,"<min","<min","<min",824.5,"<min","<min","<min",856,809,"<min","<min",null,32.6,89,88,87.5,86.5,124,116,110,106,242.5,209.5,186.5,170,"<min","<min","<min","<min","<min","<min","<min","<min",851,"<min","<min","<min","<min","<min","<min","<min"]
[null,null,null,null,null,null,null,null,32.700000000000003,89,84.5,84.5,82.5,139,132,114.5,106,257,228,201,171,"<min","<min","<min","<min",488.5,"<min","<min","<min",826.5,"<min","<min","<min",858,811,"<min","<min",null,32.700000000000003,89.5,88.5,87.5,87,124.5,116.5,110.5,106,243,210,186.5,170.5,"<min","<min","<min","<min","<min","<min","<min","<min",853.5,"<min","<min","<min","<min","<min","<min","<min"]
[null,null,null,null,null,null,null,null,32.799999999999997,89,84.5,85,83,139.5,132.5,114.5,106,257.5,229,201.5,171.5,"<min","<min","<min","<min",490,"<min","<min","<min",828.5,"<min","<min","<min",860,812.5,"<min","<min",null,32.799999999999997,89.5,88.5,88,87,125,116.5,110.5,106.5,244,210.5,187,171,"<min","<min","<min","<min","<min","<min","<min","<min",855.5,"<min","<min","<min","<min","<min","<min","<min"]
[null,null,null,null,null,null,null,null,32.9,89.5,84.5,85,83,140,132.5,115,106.5,258,229.5,202,171.5,"<min","<min","<min","<min",491,"<min","<min","<min",830.5,"<min","<min","<min",862,814.5,"<min","<min",null,32.9,90,89,88,87.5,125.5,117,111,107,244.5,211,187.5,171.5,"<min","<min","<min","<min","<min","<min","<min","<min",857.5,"<min","<min","<min","<min","<min","<min","<min"]
[null,null,null,null,null,null,null,null,33,89.5,85,85.5,83.5,140.5,133,115.5,107,259,230,202.5,172,"<min","<min","<min","<min",492,"<min","<min","<min",832.5,800,"<min","<min",864,816.5,"<min","<min",null,33,90,89,88,87.5,126,117.5,111.5,107,245,211.5,188,171.5,"<min","<min","<min","<min",480,"<min","<min","<min",860,"<min","<min","<min","<min","<min","<min","<min"]
[null,null,null,null,null,null,null,null,33.1,90,85,85.5,83.5,141,133.5,116,107,259.5,230.5,203,172.5,"<min","<min","<min","<min",493,"<min","<min","<min",834.5,802,"<min","<min",866,818,"<min","<min",null,33.1,90,89.5,88.5,87.5,126.5,118,111.5,107.5,245.5,212,188.5,172,"<min","<min","<min","<min",481,"<min","<min","<min",862,"<min","<min","<min","<min","<min","<min","<min"]
[null,null,null,null,null,null,null,null,33.200000000000003,90,85.5,86,83.5,141.5,134,116,107.5,260,231.5,203.5,173,"<min","<min","<min","<min",494,"<min","<min","<min",837,803.5,"<min","<min",868,820,"<min","<min",null,33.200000000000003,90.5,89.5,88.5,88,127,118.5,112,108,246.5,213,189,172.5,"<min","<min","<min","<min",482.5,"<min","<min","<min",864,"<min","<min","<min",800,"<min","<min","<min"]
[null,null,null,null,null,null,null,null,33.299999999999997,90,85.5,86,84,142,134.5,116.5,107.5,261,232,204,173.5,"<min","<min","<min","<min",495,"<min","<min","<min",839,805.5,"<min","<min",870,822,"<min","<min",null,33.299999999999997,90.5,90,89,88,127.5,119,112.5,108,247,213.5,189.5,173,"<min","<min","<min","<min",483.5,"<min","<min","<min",866,"<min","<min","<min",802,"<min","<min","<min"]
[null,null,null,null,null,null,null,null,33.4,90.5,85.5,86.5,84,142.5,135,117,108,261.5,232.5,204.5,174,"<min","<min","<min","<min",496.5,"<min","<min","<min",841,807.5,"<min","<min",872,823.5,"<min","<min",null,33.4,91,90,89,88.5,127.5,119,113,108.5,247.5,214,190,173,"<min","<min","<min","<min",484.5,"<min","<min","<min",868,"<min","<min","<min",803.5,"<min","<min","<min"]
[null,null,null,null,null,null,null,null,33.5,90.5,86,86.5,84.5,143,135.5,117.5,108.5,262,233,205,174,"<min","<min","<min","<min",497.5,"<min","<min","<min",843,809,"<min","<min",874.5,825.5,"<min","<min",null,33.5,91,90,89.5,88.5,128,119.5,113,109,248,214.5,190,173.5,"<min","<min","<min","<min",486,"<min","<min","<min",870.5,"<min","<min","<min",805.5,"<min","<min","<min"]
[null,null,null,null,null,null,null,null,33.6,91,86,87,84.5,143.5,136,118,108.5,263,233.5,205.5,174.5,"<min","<min","<min","<min",498.5,"<min","<min","<min",845,811,"<min","<min",876.5,827,"<min","<min",null,33.6,91.5,90.5,89.5,89,128.5,120,113.5,109,249,215,190.5,174,"<min","<min","<min","<min",487,"<min","<min","<min",872.5,800,"<min","<min",807,"<min","<min","<min"]
[null,null,null,null,null,null,null,null,33.700000000000003,91,86.5,87,85,144,136.5,118,109,263.5,234.5,206,175,"<min","<min","<min","<min",499.5,"<min","<min","<min",847,813,"<min","<min",878.5,829,"<min","<min",null,33.700000000000003,91.5,90.5,90,89,129,120.5,114,109.5,249.5,215.5,191,174.5,"<min","<min","<min","<min",488,"<min","<min","<min",874.5,802,"<min","<min",809,"<min","<min","<min"]
[null,null,null,null,null,null,null,null,33.799999999999997,91.5,86.5,87.5,85,144.5,137,118.5,109.5,264,235,206.5,175.5,"<min","<min","<min","<min",500.5,"<min","<min","<min",849,815,"<min","<min",880.5,831,"<min","<min",null,33.799999999999997,91.5,91,90,89.5,129.5,121,114.5,110,250,216,191.5,175,640,"<min","<min","<min",489,"<min","<min","<min",876.5,803.5,"<min","<min",810.5,800,"<min","<min"]
[null,null,null,null,null,null,null,null,33.9,91.5,87,87.5,85.5,145,137.5,119,109.5,265,235.5,207,176,"<min","<min","<min","<min",501.5,"<min","<min","<min",851,816.5,"<min","<min",882.5,832.5,"<min","<min",null,33.9,92,91,90,89.5,130,121.5,114.5,110,250.5,216.5,192,175,641.5,"<min","<min","<min",490.5,"<min","<min","<min",879,805.5,"<min","<min",812.5,801.5,"<min","<min"]
[null,null,null,null,null,null,null,null,34,91.5,87,88,85.5,145.5,138,119.5,110,265.5,236,207.5,176,"<min","<min","<min","<min",502.5,"<min","<min","<min",853,818.5,"<min","<min",884.5,834.5,"<min","<min",null,34,92,91.5,90.5,90,130.5,121.5,115,110.5,251,217,192.5,175.5,642.5,"<min","<min","<min",491.5,"<min","<min","<min",881,807,"<min","<min",814,803.5,"<min","<min"]
[null,null,null,null,null,null,null,null,34.1,92,87.5,88,86,146,138.5,120,110.5,266,236.5,208,176.5,"<min","<min","<min","<min",504,"<min","<min","<min",855,820.5,"<min","<min",886.5,836.5,"<min","<min",null,34.1,92.5,91.5,90.5,90,131,122,115.5,111,252,217.5,193,176,644,"<min","<min","<min",492.5,"<min","<min","<min",883,809,"<min","<min",816,805,"<min","<min"]
[null,null,null,null,null,null,null,null,34.200000000000003,92,87.5,88.5,86,146.5,139,120,110.5,267,237.5,208.5,177,640,"<min","<min","<min",505,"<min","<min","<min",857,822,"<min","<min",888.5,838,"<min","<min",null,34.200000000000003,92.5,92,91,90,131.5,122.5,116,111,252.5,218,193.5,176.5,645.5,"<min","<min","<min",494,"<min","<min","<min",885,810.5,"<min","<min",818,806.5,"<min","<min"]
[null,null,null,null,null,null,null,null,34.299999999999997,92.5,87.5,88.5,86.5,147,139.5,120.5,111,267.5,238,209,177.5,641.5,"<min","<min","<min",506,"<min","<min","<min",859,824,"<min","<min",890.5,840,"<min","<min",null,34.299999999999997,93,92,91,90.5,131.5,123,116,111.5,253,219,193.5,177,646.5,"<min","<min","<min",495,"<min","<min","<min",887.5,812.5,"<min","<min",819.5,808,"<min","<min"]
[null,null,null,null,null,null,null,null,34.4,92.5,88,89,86.5,147,140,121,111.5,268,238.5,209.5,178,643,"<min","<min","<min",507,"<min","<min","<min",861.5,826,"<min","<min",892.5,841.5,"<min","<min",null,34.4,93,92,91.5,90.5,132,123.5,116.5,112,253.5,219.5,194,177,648,"<min","<min","<min",496,"<min","<min","<min",889.5,814,"<min","<min",821.5,810,"<min","<min"]
[null,null,null,null,null,null,null,null,34.5,93,88,89,87,147.5,140.5,121.5,111.5,269,239,210,178,644,"<min","<min","<min",508,"<min","<min","<min",863.5,827.5,"<min","<min",894.5,843.5,"<min","<min",null,34.5,93.5,92.5,91.5,91,132.5,123.5,117,112.5,254,220,194.5,177.5,649.5,"<min","<min","<min",497.5,"<min","<min","<min",891.5,816,"<min","<min",823,811.5,"<min","<min"]
[null,null,null,null,null,null,null,null,34.6,93,88.5,89.5,87,148,141,122,112,269.5,240,210.5,178.5,645.5,"<min","<min","<min",509,"<min","<min","<min",865.5,829.5,"<min","<min",897,845.5,"<min","<min",null,34.6,93.5,92.5,92,91,133,124,117.5,112.5,254.5,220.5,195,178,651,"<min","<min","<min",498.5,"<min","<min","<min",893.5,817.5,"<min","<min",825,813,"<min","<min"]
[null,null,null,null,null,null,null,null,34.700000000000003,93,88.5,89.5,87.5,148.5,141,122,112.5,270,240.5,211,179,647,"<min","<min","<min",510.5,"<min","<min","<min",867.5,831.5,"<min","<min",899,847,"<min","<min",null,34.700000000000003,93.5,93,92,91.5,133.5,124.5,117.5,113,255.5,221,195.5,178.5,652,"<min","<min","<min",499.5,"<min","<min","<min",895.5,819.5,"<min","<min",826.5,815,"<min","<min"]
[null,null,null,null,null,null,null,null,34.799999999999997,93.5,89,90,87.5,149,141.5,122.5,112.5,271,241,212,179.5,648.5,"<min","<min","<min",511.5,480,"<min","<min",869.5,833.5,"<min","<min",901,849,"<min","<min",null,34.799999999999997,94,93,92,91.5,134,125,118,113.5,256,221.5,196,178.5,653.5,"<min","<min","<min",500.5,"<min","<min","<min",898,821,"<min","<min",828.5,816.5,"<min","<min"]
[null,null,null,null,null,null,null,null,34.9,93.5,89,90,88,149.5,142,123,113,271.5,241.5,212.5,180,650,"<min","<min","<min",512.5,481,"<min","<min",871.5,835,"<min","<min",903,851,"<min","<min",null,34.9,94,93.5,92.5,92,134.5,125.5,118.5,113.5,256.5,222,196.5,179,655,"<min","<min","<min",502,"<min","<min","<min",900,823,"<min","<min",830.5,818,"<min","<min"]
[null,null,null,null,null,null,null,null,35,94,89.5,90,88,150,142.5,123.5,113.5,272,242,213,180,651.5,"<min","<min","<min",513.5,482,"<min","<min",873.5,837,"<min","<min",905,852.5,"<min","<min",null,35,94.5,93.5,92.5,92,135,126,119,114,257,222.5,197,179.5,656,"<min","<min","<min",503,"<min","<min","<min",902,824.5,"<min","<min",832,819.5,"<min","<min"]
[null,null,null,null,null,null,null,null,35.1,94,89.5,90.5,88.5,150.5,143,124,113.5,273,243,213.5,180.5,652.5,"<min","<min","<min",514.5,483,"<min","<min",875.5,839,"<min","<min",907,854.5,"<min","<min",null,35.1,94.5,94,93,92.5,135.5,126.5,119,114.5,257.5,223,197.5,180,657.5,"<min","<min","<min",504,"<min","<min","<min",904,826.5,"<min","<min",834,821.5,"<min","<min"]
[null,null,null,null,null,null,null,null,35.200000000000003,94.5,90,90.5,88.5,151,143.5,124,114,273.5,243.5,214,181,654,"<min","<min","<min",515.5,484,"<min","<min",877.5,840.5,"<min","<min",909,856,"<min","<min",null,35.200000000000003,95,94,93,92.5,135.5,126.5,119.5,115,258,224,197.5,180.5,659,"<min","<min","<min",505.5,"<min","<min","<min",906,828,"<min","<min",835.5,823,"<min","<min"]
[null,null,null,null,null,null,null,null,35.299999999999997,94.5,90,91,89,151.5,144,124.5,114.5,274,244,214.5,181.5,655.5,"<min","<min","<min",517,485,"<min","<min",879.5,842.5,"<min","<min",911,858,"<min","<min",null,35.299999999999997,95,94,93.5,92.5,136,127,120,115,259,224.5,198,180.5,660,"<min","<min","<min",506.5,"<min","<min","<min",908.5,830,"<min","<min",837.5,824.5,"<min","<min"]
[null,null,null,null,null,null,null,null,35.4,95,90,91,89,152,144.5,125,115,275,244.5,215,182,657,"<min","<min","<min",518,486,"<min","<min",881.5,844.5,"<min","<min",913,860,"<min","<min",null,35.4,95,94.5,93.5,93,136.5,127.5,120.5,115.5,259.5,225,198.5,181,661.5,"<min","<min","<min",507.5,"<min","<min","<min",910.5,831.5,"<min","<min",839.5,826,"<min","<min"]
[null,null,null,null,null,null,null,null,35.5,95,90.5,91.5,89.5,152,145,125.5,115,275.5,245,215.5,182,658.5,"<min","<min","<min",519,487,"<min","<min",883.5,846,"<min","<min",915,861.5,"<min","<min",null,35.5,95.5,94.5,94,93,137,128,121,116,260,225.5,199,181.5,663,"<min","<min","<min",509,"<min","<min","<min",912.5,833.5,"<min","<min",841,828,"<min","<min"]
[null,null,null,null,null,null,null,null,35.6,95,90.5,91.5,89.5,152.5,145.5,126,115.5,276,246,216,182.5,659.5,"<min","<min","<min",520,488,"<min","<min",885.5,848,"<min","<min",917,863.5,"<min","<min",null,35.6,95.5,95,94,93.5,137.5,128.5,121,116,260.5,226,199.5,182,664,"<min","<min","<min",510,"<min","<min","<min",914.5,835,"<min","<min",843,829.5,"<min","<min"]
[null,null,null,null,null,null,null,null,35.700000000000003,95.5,91,92,90,153,145.5,126,116,277,246.5,216.5,183,661,"<min","<min","<min",521,489,"<min","<min",887.5,850,"<min","<min",919,865,"<min","<min",null,35.700000000000003,96,95,94,93.5,138,129,121.5,116.5,261,226.5,200,182.5,665.5,"<min","<min","<min",511,"<min","<min","<min",916.5,837,"<min","<min",845,831,"<min","<min"]
[null,null,null,null,null,null,null,null,35.799999999999997,95.5,91,92,90,153.5,146,126.5,116,277.5,247,217,183.5,662.5,"<min","<min","<min",522,490,"<min","<min",890,851.5,"<min","<min",921,867,"<min","<min",null,35.799999999999997,96,95.5,94.5,94,138.5,129,122,117,261.5,227,200.5,182.5,667,"<min","<min","<min",512,"<min","<min","<min",918.5,838.5,"<min","<min",846.5,833,"<min","<min"]
[null,null,null,null,null,null,null,null,35.9,96,91.5,92.5,90,154,146.5,127,116.5,278,247.5,217.5,184,664,"<min","<min","<min",523,491,"<min","<min",892,853.5,"<min","<min",923,869,"<min","<min",null,35.9,96.5,95.5,94.5,94,138.5,129.5,122.5,117.5,262,227.5,201,183,668,"<min","<min","<min",513.5,"<min","<min","<min",921,840.5,"<min","<min",848.5,834.5,"<min","<min"]
[null,null,null,null,null,null,null,null,36,96,91.5,92.5,90.5,154.5,147,127.5,117,279,248,218,184,665.5,"<min","<min","<min",524.5,491.5,"<min","<min",894,855.5,"<min","<min",925,870.5,"<min","<min",null,36,96.5,95.5,95,94.5,139,130,122.5,117.5,262.5,228,201.5,183.5,669.5,"<min","<min","<min",514.5,"<min","<min","<min",923,842,"<min","<min",850,836,"<min","<min"]
[null,null,null,null,null,null,null,null,36.1,96.5,92,93,90.5,155,147.5,128,117,279.5,249,218.5,184.5,667,"<min","<min","<min",525.5,492.5,"<min","<min",896,857.5,"<min","<min",927,872.5,"<min","<min",null,36.1,96.5,96,95,94.5,139.5,130.5,123,118,263.5,229,202,184,671,"<min","<min","<min",515.5,"<min","<min","<min",925,843.5,"<min","<min",852,837.5,"<min","<min"]
[null,null,null,null,null,null,null,null,36.200000000000003,96.5,92,93,91,155.5,148,128.5,117.5,280,249.5,219,185,668,"<min","<min","<min",526.5,493.5,"<min","<min",898,859,"<min","<min",929,874.5,"<min","<min",null,36.200000000000003,97,96,95.5,95,140,131,123.5,118.5,264,229.5,202.5,184,672.5,"<min","<min","<min",517,"<min","<min","<min",927,845.5,"<min","<min",854,839.5,"<min","<min"]
[null,null,null,null,null,null,null,null,36.299999999999997,97,92.5,93.5,91,155.5,148.5,128.5,118,281,250,219.5,185.5,669.5,"<min","<min","<min",527.5,494.5,"<min","<min",900,861,"<min","<min",931,876,"<min","<min",null,36.299999999999997,97,96.5,95.5,95,140.5,131,124,119,264.5,230,203,184.5,673.5,"<min","<min","<min",518,"<min","<min","<min",929,847,"<min","<min",855.5,841,"<min","<min"]
[null,null,null,null,null,null,null,null,36.4,97,92.5,93.5,91.5,156,148.5,129,118,281.5,250.5,220,186,671,"<min","<min","<min",528.5,495.5,"<min","<min",902,863,"<min","<min",933,878,"<min","<min",null,36.4,97.5,96.5,96,95,141,131.5,124,119,265,230.5,203,185,675,"<min","<min","<min",519,"<min","<min","<min",931,849,"<min","<min",857.5,842.5,"<min","<min"]
[null,null,null,null,null,null,null,null,36.5,97,93,94,91.5,156.5,149,129.5,118.5,282,251,220.5,186,672.5,"<min","<min","<min",529.5,496.5,"<min","<min",904,864.5,"<min","<min",935,879.5,"<min","<min",null,36.5,97.5,97,96,95.5,141.5,132,124.5,119.5,265.5,231,203.5,185.5,676.5,"<min","<min","<min",520,"<min","<min","<min",933,850.5,"<min","<min",859.5,844,"<min","<min"]
[null,null,null,null,null,null,null,null,36.6,97.5,93,94,92,157,149.5,130,119,283,252,221,186.5,674,"<min","<min","<min",531,497.5,"<min","<min",906,866.5,"<min","<min",937,881.5,"<min","<min",null,36.6,98,97,96,95.5,141.5,132.5,125,120,266,231.5,204,186,677.5,"<min","<min","<min",521.5,"<min","<min","<min",935.5,852.5,"<min","<min",861.5,846,"<min","<min"]
[null,null,null,null,null,null,null,null,36.700000000000003,97.5,93.5,94.5,92,157.5,150,130.5,119,283.5,252.5,221.5,187,675,"<min","<min","<min",532,498.5,"<min","<min",908,868.5,"<min","<min",939,883.5,"<min","<min",null,36.700000000000003,98,97.5,96.5,96,142,133,125.5,120,266.5,232,204.5,186,679,"<min","<min","<min",522.5,"<min","<min","<min",937.5,854,"<min","<min",863,847.5,"<min","<min"]
[null,null,null,null,null,null,null,null,36.799999999999997,98,93.5,94.5,92.5,158,150.5,130.5,119.5,284,253,222,187.5,676.5,"<min","<min","<min",533,499.5,"<min","<min",910,870,"<min","<min",941,885,800,"<min",null,36.799999999999997,98,97.5,96.5,96,142.5,133.5,126,120.5,267,232.5,205,186.5,680.5,"<min","<min","<min",523.5,"<min","<min","<min",939.5,856,"<min","<min",865,849,"<min","<min"]
[null,null,null,null,null,null,null,null,36.9,98,94,95,92.5,158.5,151,131,120,285,253.5,222.5,188,678,640,"<min","<min",534,500.5,"<min","<min",912,872,800,"<min",943,887,801.5,"<min",null,36.9,98.5,97.5,97,96.5,143,133.5,126,121,268,233,205.5,187,681.5,"<min","<min","<min",524.5,"<min","<min","<min",941.5,857.5,"<min","<min",867,850.5,"<min","<min"]
[null,null,null,null,null,null,null,null,37,98.5,94,95,93,158.5,151,131.5,120,285.5,254,223,188,679.5,641.5,"<min","<min",535,501.5,"<min","<min",914,874,801.5,"<min",945,888.5,803,"<min",null,37,98.5,98,97,96.5,143.5,134,126.5,121.5,268.5,234,206,187.5,683,"<min","<min","<min",526,"<min","<min","<min",943.5,859.5,"<min","<min",868.5,852.5,"<min","<min"]
[null,null,null,null,null,null,null,null,37.1,98.5,94.5,95.5,93,159,151.5,132,120.5,286,254.5,223.5,188.5,681,642.5,"<min","<min",536,502.5,"<min","<min",916,875.5,803,"<min",947,890.5,804.5,"<min",null,37.1,99,98,97.5,97,143.5,134.5,127,121.5,269,234.5,206.5,188,684.5,"<min","<min","<min",527,"<min","<min","<min",945.5,861,"<min","<min",870.5,854,"<min","<min"]
[null,null,null,null,null,null,null,null,37.200000000000003,98.5,94.5,95.5,93.5,159.5,152,132.5,121,287,255.5,224,189,682,644,"<min","<min",537,503.5,"<min","<min",918,877.5,804.5,"<min",949,892.5,806,"<min",null,37.200000000000003,99,98.5,97.5,97,144,135,127.5,122,269.5,235,207,188,685.5,"<min","<min","<min",528,"<min","<min","<min",947.5,863,"<min","<min",872.5,855.5,"<min","<min"]
[null,null,null,null,null,null,null,null,37.299999999999997,99,95,96,93.5,160,152.5,132.5,121,287.5,256,224.5,189.5,683.5,645,"<min","<min",538.5,504.5,"<min","<min",920,879.5,806,"<min",951,894,807.5,"<min",null,37.299999999999997,99.5,98.5,98,97,144.5,135.5,127.5,122.5,270,235.5,207.5,188.5,687,"<min","<min","<min",529,"<min","<min","<min",949.5,864.5,"<min","<min",874.5,857.5,"<min","<min"]
[null,null,null,null,null,null,null,null,37.4,99,95,96,94,160.5,153,133,121.5,288.5,256.5,225,190,685,646.5,"<min","<min",539.5,505.5,"<min","<min",922,881,807.5,"<min",953,896,809,"<min",null,37.4,99.5,99,98,97.5,145,136,128,123,270.5,236,208,189,688.5,"<min","<min","<min",530.5,"<min","<min","<min",951.5,866.5,"<min","<min",876,859,"<min","<min"]
[null,null,null,null,null,null,null,null,37.5,99.5,95.5,96.5,94,160.5,153,133.5,122,289,257,225.5,190.5,686.5,647.5,"<min","<min",540.5,506.5,"<min","<min",924,883,809.5,"<min",955,897.5,810,"<min",null,37.5,99.5,99,98,97.5,145.5,136,128.5,123,271,236.5,208.5,189.5,689.5,"<min","<min","<min",531.5,"<min","<min","<min",954,868,"<min","<min",878,860.5,"<min","<min"]
[null,null,null,null,null,null,null,null,37.6,99.5,95.5,96.5,94.5,161,153.5,134,122,289.5,257.5,226,190.5,688,649,"<min","<min",541.5,507.5,"<min","<min",926,885,811,"<min",957,899.5,811.5,"<min",null,37.6,100,99,98.5,98,146,136.5,129,123.5,271.5,237,209,190,691,"<min","<min","<min",532.5,"<min","<min","<min",956,870,"<min","<min",880,862,"<min","<min"]
[null,null,null,null,null,null,null,null,37.700000000000003,100,96,97,94.5,161.5,154,134.5,122.5,290.5,258.5,226.5,191,689.5,650,"<min","<min",542.5,508.5,"<min","<min",928,886.5,812.5,"<min",959,901,813,"<min",null,37.700000000000003,100,99.5,98.5,98,146,137,129.5,124,272,237.5,209.5,190,692.5,"<min","<min","<min",534,"<min","<min","<min",958,871.5,"<min","<min",882,864,"<min","<min"]
[null,null,null,null,null,null,null,null,37.799999999999997,100,96,97,95,162,154.5,135,123,291,259,227.5,191.5,690.5,651.5,"<min","<min",543.5,509.5,"<min","<min",930,888.5,814,"<min",961,903,814.5,"<min",null,37.799999999999997,100.5,99.5,99,98.5,146.5,137.5,129.5,124.5,273,238,210,190.5,693.5,"<min","<min","<min",535,"<min","<min","<min",960,873.5,"<min","<min",883.5,865.5,"<min","<min"]
[null,null,null,null,null,null,null,null,37.9,100.5,96.5,97.5,95,162.5,155,135,123.5,291.5,259.5,228,192,692,652.5,"<min","<min",544.5,510.5,"<min","<min",932,890.5,815.5,"<min",963,905,816,"<min",null,37.9,100.5,100,99,98.5,147,138,130,124.5,273.5,238.5,210.5,191,695,"<min","<min","<min",536,"<min","<min","<min",962,875,"<min","<min",885.5,867,"<min","<min"]
[null,null,null,null,null,null,null,null,38,100.5,96.5,97.5,95,162.5,155,135.5,123.5,292.5,260,228.5,192.5,693.5,654,"<min","<min",545.5,511.5,"<min","<min",934,892,817,"<min",965,906.5,817.5,"<min",null,38,101,100,99.5,99,147.5,138,130.5,125,274,239.5,210.5,191.5,696.5,"<min","<min","<min",537,"<min","<min","<min",964,877,"<min","<min",887.5,868.5,"<min","<min"]
[null,null,null,null,null,null,null,null,38.1,100.5,97,98,95.5,163,155.5,136,124,293,260.5,229,192.5,695,655,"<min","<min",547,512.5,"<min","<min",936,894,818.5,"<min",967,908.5,819,"<min",null,38.1,101,100.5,99.5,99,147.5,138.5,131,125.5,274.5,240,211,192,697.5,"<min","<min","<min",538,"<min","<min","<min",966,878.5,"<min","<min",889.5,870.5,"<min","<min"]
[null,null,null,null,null,null,null,null,38.200000000000003,101,97,98,95.5,163.5,156,136.5,124.5,293.5,261,229.5,193,696.5,656.5,"<min","<min",548,513,"<min","<min",938.5,896,820,"<min",969,910,820.5,"<min",null,38.200000000000003,101,100.5,100,99.5,148,139,131,125.5,275,240.5,211.5,192,699,"<min","<min","<min",539.5,"<min","<min","<min",968,880.5,"<min","<min",891.5,872,"<min","<min"]
[null,null,null,null,null,null,null,null,38.299999999999997,101,97.5,98.5,96,164,156.5,137,124.5,294.5,262,230,193.5,697.5,658,"<min","<min",549,514,"<min","<min",940.5,897.5,821.5,"<min",971,912,822,"<min",null,38.299999999999997,101.5,100.5,100,99.5,148.5,139.5,131.5,126,275.5,241,212,192.5,700.5,"<min","<min","<min",540.5,"<min","<min","<min",970,882,"<min","<min",893.5,873.5,"<min","<min"]
[null,null,null,null,null,null,null,null,38.4,101.5,97.5,98.5,96,164.5,156.5,137,125,295,262.5,230.5,194,699,659,"<min","<min",550,515,"<min","<min",942.5,899.5,823,"<min",973,914,823.5,"<min",null,38.4,101.5,101,100,99.5,149,140,132,126.5,276,241.5,212.5,193,701.5,"<min","<min","<min",541.5,480,"<min","<min",972,883.5,"<min","<min",895.5,875,"<min","<min"]
[null,null,null,null,null,null,null,null,38.5,101.5,98,99,96.5,164.5,157,137.5,125.5,296,263,231,194.5,700.5,660.5,"<min","<min",551,516,"<min","<min",944.5,901.5,825,"<min",975,915.5,825,"<min",null,38.5,102,101,100.5,100,149.5,140,132.5,127,276.5,242,213,193.5,703,"<min","<min","<min",542.5,481,"<min","<min",974,885.5,"<min","<min",897,876.5,"<min","<min"]
[null,null,null,null,null,null,null,null,38.6,102,98,99,96.5,165,157.5,138,125.5,296.5,263.5,231.5,194.5,702,661.5,"<min","<min",552,517,"<min","<min",946.5,903,826.5,"<min",976.5,917.5,826.5,"<min",null,38.6,102,101.5,100.5,100,149.5,140.5,132.5,127,277.5,242.5,213.5,194,704.5,"<min","<min","<min",544,481.5,"<min","<min",976,887,"<min","<min",899,878.5,"<min","<min"]
[null,null,null,null,null,null,null,null,38.700000000000003,102,98.5,99.5,97,165.5,158,138.5,126,297,264,232,195,703.5,663,"<min","<min",553,518,"<min","<min",948.5,905,828,"<min",978.5,919,828,"<min",null,38.700000000000003,102.5,101.5,101,100.5,150,141,133,127.5,278,243,214,194,705.5,"<min","<min","<min",545,482.5,"<min","<min",978,889,"<min","<min",901,880,"<min","<min"]
[null,null,null,null,null,null,null,null,38.799999999999997,102,98.5,99.5,97,166,158,139,126.5,298,264.5,232.5,195.5,705,664,"<min","<min",554,519,"<min","<min",950.5,907,829.5,"<min",980.5,921,829,"<min",null,38.799999999999997,102.5,102,101,100.5,150.5,141.5,133.5,128,278.5,243.5,214.5,194.5,707,"<min","<min","<min",546,483,"<min","<min",980,890.5,"<min","<min",903,881.5,"<min","<min"]
[null,null,null,null,null,null,null,null,38.9,102.5,99,100,97.5,166.5,158.5,139,126.5,298.5,265.5,233,196,706,665.5,"<min","<min",555.5,520,"<min","<min",952.5,908.5,831,"<min",982.5,922.5,830.5,"<min",null,38.9,102.5,102,101.5,101,150.5,142,134,128.5,279,244,215,195,708.5,"<min","<min","<min",547,484,"<min","<min",982,892.5,800,"<min",905,883,"<min","<min"]
[null,null,null,null,null,null,null,null,39,102.5,99,100,97.5,166.5,159,139.5,127,299.5,266,233.5,196.5,707.5,666.5,"<min","<min",556.5,521,"<min","<min",954.5,910.5,832.5,"<min",984.5,924.5,832,"<min",null,39,103,102,101.5,101,151,142,134.5,128.5,279.5,244.5,215.5,195.5,709.5,"<min","<min","<min",548.5,484.5,"<min","<min",984,894,801.5,"<min",907,885,"<min","<min"]
[null,null,null,null,null,null,null,null,39.1,103,99.5,100.5,98,167,159,140,127.5,300,266.5,234,196.5,709,668,"<min","<min",557.5,522,"<min","<min",956.5,912,834,"<min",986.5,926.5,833.5,"<min",null,39.1,103,102.5,101.5,101.5,151.5,142.5,134.5,129,280,245,216,196,711,"<min","<min","<min",549.5,485.5,"<min","<min",986,896,803,"<min",909,886.5,"<min","<min"]
[null,null,null,null,null,null,null,null,39.200000000000003,103,99.5,100.5,98,167.5,159.5,140.5,128,300.5,267,234.5,197,710.5,669,"<min","<min",558.5,523,"<min","<min",958.5,914,835.5,"<min",988.5,928,835,"<min",null,39.200000000000003,103.5,102.5,102,101.5,152,143,135,129.5,280.5,246,216.5,196.5,712.5,640,"<min","<min",550.5,486,"<min","<min",988,897.5,804.5,"<min",911,888,"<min","<min"]
[null,null,null,null,null,null,null,null,39.299999999999997,103.5,100,101,98.5,168,160,141,128,301.5,267.5,235,197.5,712,670.5,"<min","<min",559.5,524,"<min","<min",960.5,916,837,"<min",990.5,930,836.5,"<min",null,39.299999999999997,103.5,103,102,101.5,152,143.5,135.5,130,281.5,246.5,217,196.5,713.5,641,"<min","<min",551.5,487,"<min","<min",990,899.5,805.5,"<min",913,889.5,"<min","<min"]
[null,null,null,null,null,null,null,null,39.4,103.5,100,101,98.5,168,160.5,141,128.5,302,268,235.5,198,713,671.5,"<min","<min",560.5,525,"<min","<min",962.5,917.5,838.5,"<min",992.5,931.5,838,"<min",null,39.4,103.5,103,102.5,102,152.5,143.5,136,130,282,247,217.5,197,715,642,"<min","<min",552.5,487.5,"<min","<min",992,901,807,"<min",915,891.5,"<min","<min"]
[null,null,null,null,null,null,null,null,39.5,103.5,100.5,101.5,99,168.5,160.5,141.5,129,303,268.5,236,198.5,714.5,673,"<min","<min",561.5,526,"<min","<min",964.5,919.5,840,"<min",994,933.5,839.5,"<min",null,39.5,104,103.5,102.5,102,153,144,136,130.5,282.5,247.5,218,197.5,716.5,643.5,"<min","<min",554,488.5,"<min","<min",994,902.5,808.5,"<min",917,893,"<min","<min"]
[null,null,null,null,null,null,null,null,39.6,104,100.5,101.5,99,169,161,142,129,303.5,269.5,236.5,199,716,674.5,"<min","<min",562.5,527,"<min","<min",966.5,921.5,842,"<min",996,935,841,"<min",null,39.6,104,103.5,103,102.5,153.5,144.5,136.5,131,283,248,218.5,198,717.5,644.5,"<min","<min",555,489,"<min","<min",996,904.5,810,"<min",919,894.5,"<min","<min"]
[null,null,null,null,null,null,null,null,39.700000000000003,104,101,102,99.5,169.5,161.5,142.5,129.5,304,270,237,199,717.5,675.5,"<min","<min",563.5,528,"<min","<min",968.5,923,843.5,"<min",998,937,842.5,"<min",null,39.700000000000003,104.5,103.5,103,102.5,153.5,145,137,131.5,283.5,248.5,219,198.5,719,645.5,"<min","<min",556,490,"<min","<min",998,906,811.5,"<min",921,896,"<min","<min"]
[null,null,null,null,null,null,null,null,39.799999999999997,104.5,101,102,99.5,169.5,161.5,143,130,305,270.5,237.5,199.5,719,677,"<min","<min",565,528.5,"<min","<min",970.5,925,845,"<min",1000,938.5,844,"<min",null,39.799999999999997,104.5,104,103.5,103,154,145,137.5,131.5,284,249,219.5,199,720,646.5,"<min","<min",557,490.5,"<min","<min",1000,908,813,"<min",923,897.5,"<min","<min"]
[null,null,null,null,null,null,null,null,39.9,104.5,101.5,102.5,100,170,162,143,130,305.5,271,238,200,720,678,"<min","<min",566,529.5,"<min","<min",972.5,927,846.5,"<min",1002,940.5,845.5,"<min",null,39.9,105,104,103.5,103,154.5,145.5,137.5,132,285,249.5,220,199,721.5,647.5,"<min","<min",558,491.5,"<min","<min",1002,909.5,814.5,"<min",925,899.5,"<min","<min"]
[null,null,null,null,null,null,null,null,40,105,101.5,102.5,100,170.5,162.5,143.5,130.5,306.5,271.5,238.5,200.5,721.5,679.5,"<min","<min",567,530.5,"<min","<min",974.5,928.5,848,"<min",1004,942,847,"<min",null,40,105,104.5,103.5,103,154.5,146,138,132.5,285.5,250,220.5,199.5,723,649,"<min","<min",559,492.5,"<min","<min",1004,911.5,815.5,"<min",927,901,"<min","<min"]
[null,null,null,null,null,null,null,null,40.1,105,102,103,100,171,162.5,144,131,307,272,239,201,723,680.5,"<min","<min",568,531.5,"<min","<min",976,930.5,849.5,"<min",1005.5,944,848,"<min",null,40.1,105,104.5,104,103.5,155,146.5,138.5,133,286,250.5,221,200,724,650,"<min","<min",560.5,493,"<min","<min",1006,913,817,"<min",929,902.5,"<min","<min"]
[null,null,null,null,null,null,null,null,40.200000000000003,105,102,103,100.5,171.5,163,144.5,131,308,273,239.5,201,724.5,682,"<min","<min",569,532.5,"<min","<min",978,932,851,"<min",1007.5,946,849.5,"<min",null,40.200000000000003,105.5,105,104,103.5,155.5,146.5,139,133,286.5,251,221.5,200.5,725.5,651,"<min","<min",561.5,494,"<min","<min",1008,914.5,818.5,"<min",931.5,904,"<min","<min"]
[null,null,null,null,null,null,null,null,40.299999999999997,105.5,102.5,103.5,100.5,171.5,163.5,144.5,131.5,308.5,273.5,240,201.5,726,683,"<min","<min",570,533.5,"<min","<min",980,934,852.5,"<min",1009.5,947.5,851,"<min",null,40.299999999999997,105.5,105,104.5,104,155.5,147,139,133.5,287,251.5,222,201,727,652,"<min","<min",562.5,494.5,"<min","<min",1010,916.5,820,"<min",933.5,905.5,"<min","<min"]
[null,null,null,null,null,null,null,null,40.4,105.5,102.5,103.5,101,172,163.5,145,132,309.5,274,240.5,202,727,684.5,"<min","<min",571,534.5,"<min","<min",982,936,854,"<min",1011.5,949.5,852.5,"<min",null,40.4,106,105,104.5,104,156,147.5,139.5,134,288,252,222.5,201.5,728,653,"<min","<min",563.5,495.5,"<min","<min",1012,918,821.5,"<min",935.5,907.5,"<min","<min"]
[null,null,null,null,null,null,null,null,40.5,106,103,104,101,172.5,164,145.5,132.5,310,274.5,241,202.5,728.5,685.5,"<min","<min",572,535.5,"<min","<min",984,937.5,855.5,"<min",1013.5,951,854,"<min",null,40.5,106,105.5,105,104.5,156.5,148,140,134,288.5,252.5,223,201.5,729.5,654.5,"<min","<min",564.5,496,"<min","<min",1013.5,920,823,"<min",937.5,909,"<min","<min"]
[null,null,null,null,null,null,null,null,40.6,106,103,104,101.5,173,164.5,146,132.5,310.5,275,242,203,730,687,"<min","<min",573,536.5,"<min","<min",986,939.5,857,"<min",1015.5,953,855.5,"<min",null,40.6,106.5,105.5,105,104.5,156.5,148,140.5,134.5,289,253,223,202,731,655.5,"<min","<min",565.5,497,"<min","<min",1015.5,921.5,824.5,"<min",939.5,910.5,"<min","<min"]
[null,null,null,null,null,null,null,null,40.700000000000003,106,103.5,104.5,101.5,173,164.5,146.5,133,311.5,275.5,242.5,203.5,731.5,688,"<min","<min",574,537.5,"<min","<min",988,941,858.5,"<min",1017,954.5,857,"<min",null,40.700000000000003,106.5,106,105,105,157,148.5,140.5,135,289.5,253.5,223.5,202.5,732,656.5,"<min","<min",567,497.5,"<min","<min",1017.5,923.5,825.5,"<min",941.5,912,"<min","<min"]
[null,null,null,null,null,null,null,null,40.799999999999997,106.5,103.5,104.5,102,173.5,165,146.5,133.5,312,276.5,243,203.5,733,689.5,"<min","<min",575.5,538.5,"<min","<min",990,943,860.5,"<min",1019,956.5,858.5,"<min",null,40.799999999999997,106.5,106,105.5,105,157.5,149,141,135.5,290.5,254,224,203,733.5,657.5,"<min","<min",568,498.5,"<min","<min",1019.5,925,827,"<min",944,913.5,"<min","<min"]
[null,null,null,null,null,null,null,null,40.9,106.5,104,105,102,174,165.5,147,133.5,313,277,243.5,204,734.5,690.5,"<min","<min",576.5,539.5,"<min","<min",992,945,862,"<min",1021,958,860,"<min",null,40.9,107,106.5,105.5,105,157.5,149.5,141.5,135.5,291,254.5,224.5,203.5,734.5,658.5,"<min","<min",569,499,"<min","<min",1021.5,926.5,828.5,"<min",946,915.5,"<min","<min"]
[null,null,null,null,null,null,null,null,41,107,104,105,102.5,174.5,166,147.5,134,313.5,277.5,244,204.5,735.5,692,"<min","<min",577.5,540.5,480,"<min",994,946.5,863.5,"<min",1023,960,861.5,"<min",null,41,107,106.5,106,105.5,158,149.5,142,136,291.5,255,225,204,736,660,"<min","<min",570,500,"<min","<min",1023.5,928.5,830,"<min",948,917,"<min","<min"]
[null,null,null,null,null,null,null,null,41.1,107,104.5,105,102.5,174.5,166,148,134.5,314.5,278,244.5,205,737,693,"<min","<min",578.5,541.5,481,"<min",996,948.5,865,"<min",1024.5,961.5,863,"<min",null,41.1,107.5,106.5,106,105.5,158.5,150,142,136.5,292,255.5,225.5,204,737.5,661,"<min","<min",571,500.5,"<min","<min",1025.5,930,831.5,"<min",950.5,918.5,"<min","<min"]
[null,null,null,null,null,null,null,null,41.2,107.5,104.5,105.5,103,175,166.5,148,134.5,315,278.5,245,205.5,738.5,694.5,"<min","<min",579.5,542,481.5,"<min",998,950,866.5,"<min",1026.5,963.5,864,"<min",null,41.2,107.5,107,106.5,106,158.5,150.5,142.5,137,293,256,226,204.5,738.5,662,"<min","<min",572,501.5,"<min","<min",1027.5,932,833,"<min",952.5,920,"<min","<min"]
[null,null,null,null,null,null,null,null,41.3,107.5,105,105.5,103,175.5,167,148.5,135,316,279,245.5,206,740,695.5,"<min","<min",580.5,543,482.5,"<min",1000,952,868,"<min",1028.5,965,865.5,"<min",null,41.3,107.5,107,106.5,106,159,150.5,143,137,293.5,256.5,226.5,205,740,663,"<min","<min",573,502,"<min","<min",1029,933.5,834.5,"<min",954.5,921.5,"<min","<min"]
[null,null,null,null,null,null,null,null,41.4,107.5,105,106,103.5,175.5,167,149,135.5,316.5,280,246,206,741.5,697,"<min","<min",581.5,544,483,"<min",1002,954,869.5,"<min",1030.5,967,867,"<min",null,41.4,108,107.5,106.5,106.5,159.5,151,143.5,137.5,294,257,227,205.5,741.5,664,"<min","<min",574.5,503,"<min","<min",1031,935,835.5,"<min",956.5,923,"<min","<min"]
[null,null,null,null,null,null,null,null,41.5,108,105.5,106,103.5,176,167.5,149.5,135.5,317.5,280.5,246.5,206.5,742.5,698.5,"<min","<min",582.5,545,484,"<min",1004,955.5,871,"<min",1032,968.5,868.5,"<min",null,41.5,108,107.5,107,106.5,159.5,151.5,143.5,138,294.5,257.5,227.5,206,742.5,665.5,"<min","<min",575.5,504,"<min","<min",1033,937,837,"<min",959,925,800,"<min"]
[null,null,null,null,null,null,null,null,41.6,108,105.5,106.5,104,176.5,167.5,149.5,136,318,281,247,207,744,699.5,"<min","<min",583.5,546,484.5,"<min",1006,957.5,872.5,"<min",1034,970.5,870,"<min",null,41.6,108.5,107.5,107,106.5,160,151.5,144,138.5,295.5,258,228,206.5,744,666.5,"<min","<min",576.5,504.5,"<min","<min",1035,938.5,838.5,"<min",961,926.5,801,"<min"]
[null,null,null,null,null,null,null,null,41.7,108.5,106,106.5,104,177,168,150,136.5,319,281.5,247.5,207.5,745.5,701,"<min","<min",584.5,547,485.5,"<min",1008,959,874,"<min",1036,972,871.5,"<min",null,41.7,108.5,108,107.5,107,160,152,144.5,138.5,296,258.5,228.5,206.5,745,667.5,"<min","<min",577.5,505.5,"<min","<min",1037,940,840,"<min",963.5,928,802.5,"<min"]
[null,null,null,null,null,null,null,null,41.8,108.5,106,107,104.5,177,168.5,150.5,137,319.5,282,248,208,747,702,"<min","<min",585.5,548,486,"<min",1010,961,875.5,"<min",1038,974,873,"<min",null,41.8,108.5,108,107.5,107,160.5,152.5,144.5,139,296.5,259,229,207,746.5,668.5,"<min","<min",578.5,506,"<min","<min",1039,942,841.5,"<min",965.5,929.5,803.5,"<min"]
[null,null,null,null,null,null,null,null,41.9,108.5,106.5,107,104.5,177.5,168.5,150.5,137,320,282.5,248.5,208,748.5,703.5,"<min","<min",586.5,549,487,"<min",1012,963,877,"<min",1039.5,975.5,874.5,"<min",null,41.9,109,108.5,108,107.5,161,153,145,139.5,297.5,259.5,229.5,207.5,748,669.5,"<min","<min",579.5,507,"<min","<min",1040.5,943.5,843,"<min",968,931,804.5,"<min"]
[null,null,null,null,null,null,null,null,42,109,106.5,107.5,105,178,169,151,137.5,321,283.5,249,208.5,749.5,704.5,"<min","<min",587.5,550,487.5,"<min",1014,964.5,878.5,"<min",1041.5,977.5,876,"<min",null,42,109,108.5,108,107.5,161,153,145.5,139.5,298,260,230,208,749,671,"<min","<min",580.5,507.5,"<min","<min",1042.5,945.5,844,"<min",970,932.5,806,"<min"]
[null,null,null,null,null,null,null,null,42.1,109,107,107.5,105,178.5,169.5,151.5,138,321.5,284,249.5,209,751,706,"<min","<min",588.5,551,488.5,"<min",1015.5,966.5,880,"<min",1043.5,979,877.5,"<min",null,42.1,109.5,109,108,108,161.5,153.5,146,140,298.5,260.5,230.5,208.5,750.5,672,"<min","<min",581.5,508.5,"<min","<min",1044.5,947,845.5,"<min",972,934,807,"<min"]
[null,null,null,null,null,null,null,null,42.2,109.5,107,108,105,178.5,169.5,152,138,322.5,284.5,250,209.5,752.5,707,"<min","<min",590,552,489,"<min",1017.5,968,882,"<min",1045.5,981,878.5,"<min",null,42.2,109.5,109,108.5,108,162,154,146,140.5,299.5,261,231,209,751.5,673,"<min","<min",582.5,509,"<min","<min",1046.5,948.5,847,"<min",974.5,936,808,"<min"]
[null,null,null,null,null,null,null,null,42.3,109.5,107.5,108,105.5,179,170,152,138.5,323,285,250.5,210,754,708.5,"<min","<min",591,552.5,490,"<min",1019.5,970,883.5,"<min",1047,982.5,880,"<min",null,42.3,110,109,108.5,108,162,154,146.5,141,300,261.5,231.5,209.5,753,674,"<min","<min",583.5,510,"<min","<min",1048.5,950.5,848.5,"<min",976.5,937.5,809.5,"<min"]
[null,null,null,null,null,null,null,null,42.4,109.5,107.5,108,105.5,179.5,170.5,152.5,139,324,285.5,251,210.5,755.5,709.5,"<min","<min",592,553.5,490.5,"<min",1021.5,971.5,885,"<min",1049,984.5,881.5,"<min",null,42.4,110,109.5,109,108.5,162.5,154.5,147,141,300.5,262,232,209.5,754.5,675,"<min","<min",585,510.5,"<min","<min",1050,952,850,"<min",979,939,810.5,"<min"]
[null,null,null,null,null,null,null,null,42.5,110,108,108.5,106,180,170.5,153,139,324.5,286,251.5,210.5,756.5,711,"<min","<min",593,554.5,491.5,"<min",1023.5,973.5,886.5,"<min",1051,986,883,"<min",null,42.5,110,109.5,109,108.5,162.5,155,147,141.5,301.5,262.5,232.5,210,755.5,676,"<min","<min",586,511.5,"<min","<min",1052,953.5,851.5,"<min",981.5,940.5,812,"<min"]
[null,null,null,null,null,null,null,null,42.6,110,108,108.5,106,180,171,153,139.5,325.5,287,252,211,758,712,"<min","<min",594,555.5,492,"<min",1025.5,975.5,888,"<min",1052.5,988,884.5,"<min",null,42.6,110.5,110,109.5,109,163,155,147.5,142,302,263,233,210.5,757,677.5,"<min","<min",587,512,"<min","<min",1054,955.5,853,"<min",983.5,942,813,"<min"]
[null,null,null,null,null,null,null,null,42.7,110,108.5,109,106.5,180.5,171.5,153.5,140,326,287.5,252.5,211.5,759.5,713.5,640,"<min",595,556.5,493,"<min",1027.5,977,889.5,"<min",1054.5,989.5,886,"<min",null,42.7,110.5,110,109.5,109,163.5,155.5,148,142,303,263.5,233.5,211,758,678.5,"<min","<min",588,513,"<min","<min",1056,957,854,"<min",986,943.5,814,"<min"]
[null,null,null,null,null,null,null,null,42.8,110.5,108.5,109,106.5,181,171.5,154,140,327,288,253,212,761,714.5,641,"<min",596,557.5,493.5,"<min",1029.5,979,891,"<min",1056.5,991.5,887.5,"<min",null,42.8,111,110,109.5,109.5,163.5,156,148.5,142.5,303.5,264,234,211.5,759.5,679.5,"<min","<min",589,513.5,"<min","<min",1057.5,959,855.5,"<min",988,945,815.5,"<min"]
[null,null,null,null,null,null,null,null,42.9,110.5,109,109.5,107,181.5,172,154.5,140.5,327.5,288.5,253.5,212.5,762.5,716,642,"<min",597,558.5,494.5,"<min",1031.5,980.5,892.5,"<min",1058,993,889,"<min",null,42.9,111,110.5,110,109.5,164,156,148.5,143,304,264.5,234.5,212,760.5,680.5,"<min","<min",590,514.5,"<min","<min",1059.5,960.5,857,"<min",990.5,946.5,816.5,"<min"]
[null,null,null,null,null,null,null,null,43,111,109,109.5,107,181.5,172.5,154.5,141,328.5,289,254,213,763.5,717,643,"<min",598,559.5,495,"<min",1033.5,982.5,894,"<min",1060,995,890.5,"<min",null,43,111,110.5,110,109.5,164,156.5,149,143,305,265,235,212.5,762,681.5,"<min","<min",591,515,"<min","<min",1061.5,962,858.5,"<min",993,948.5,817.5,"<min"]
[null,null,null,null,null,null,null,null,43.1,111,109.5,110,107.5,182,172.5,155,141,329,290,254.5,213,765,718.5,644,"<min",599,560.5,496,"<min",1035.5,984,895.5,"<min",1062,996.5,891.5,"<min",null,43.1,111.5,111,110.5,110,164.5,156.5,149.5,143.5,305.5,265.5,235.5,212.5,763.5,683,"<min","<min",592,516,"<min","<min",1063.5,964,860,"<min",995.5,950,819,"<min"]
[null,null,null,null,null,null,null,null,43.2,111,109.5,110,107.5,182.5,173,155.5,141.5,330,290.5,255,213.5,766.5,719.5,645,"<min",600,561,496.5,"<min",1037,986,897,"<min",1063.5,998.5,893,"<min",null,43.2,111.5,111,110.5,110,165,157,149.5,144,306.5,266,236,213,764.5,684,"<min","<min",593,516.5,"<min","<min",1065,965.5,861.5,"<min",997.5,951.5,820,"<min"]
[null,null,null,null,null,null,null,null,43.3,111.5,110,110.5,108,182.5,173.5,155.5,142,330.5,291,255.5,214,768,721,646,"<min",601,562,497.5,"<min",1039,987.5,898.5,"<min",1065.5,1000,894.5,"<min",null,43.3,112,111,111,110.5,165,157.5,150,144.5,307,266.5,236.5,213.5,766,685,"<min","<min",594,517.5,"<min","<min",1067,967,862.5,"<min",1000,953,821,"<min"]
[null,null,null,null,null,null,null,null,43.4,111.5,110,110.5,108,183,173.5,156,142,331.5,291.5,256,214.5,769.5,722,647,"<min",602,563,498,"<min",1041,989.5,900,"<min",1067.5,1001.5,896,"<min",null,43.4,112,111.5,111,110.5,165.5,157.5,150.5,144.5,307.5,267,237,214,767,686,"<min","<min",595,518,"<min","<min",1069,969,864,"<min",1002.5,954.5,822.5,"<min"]
[null,null,null,null,null,null,null,null,43.5,112,110.5,110.5,108.5,183.5,174,156.5,142.5,332,292,256.5,215,770.5,723.5,647.5,"<min",603,564,499,"<min",1043,991,901.5,"<min",1069,1003.5,897.5,"<min",null,43.5,112,111.5,111,111,165.5,158,150.5,145,308.5,267.5,237.5,214.5,768.5,687,"<min","<min",596,519,"<min","<min",1071,970.5,865.5,"<min",1005,956,823.5,"<min"]
[null,null,null,null,null,null,null,null,43.6,112,110.5,111,108.5,184,174.5,156.5,143,333,292.5,257,215.5,772,724.5,648.5,"<min",604,565,499.5,"<min",1045,993,903,"<min",1071,1005,899,"<min",null,43.6,112.5,112,111.5,111,166,158.5,151,145.5,309,268,237.5,215,769.5,688.5,"<min","<min",597,519.5,"<min","<min",1072.5,972,867,"<min",1007,957.5,824.5,"<min"]
[null,null,null,null,null,null,null,null,43.7,112,111,111,109,184,174.5,157,143.5,333.5,293.5,257.5,215.5,773.5,726,649.5,"<min",605,566,500.5,"<min",1047,994.5,904.5,"<min",1073,1007,900.5,"<min",null,43.7,112.5,112,111.5,111,166.5,158.5,151.5,145.5,310,268.5,238,215.5,771,689.5,"<min","<min",598,520.5,"<min","<min",1074.5,973.5,868.5,"<min",1009.5,959,826,"<min"]
[null,null,null,null,null,null,null,null,43.8,112.5,111,111.5,109,184.5,175,157.5,143.5,334.5,294,258,216,775,727,650.5,"<min",606,567,501,"<min",1049,996.5,906,"<min",1074.5,1008.5,902,"<min",null,43.8,113,112.5,112,111.5,166.5,159,151.5,146,310.5,269,238.5,216,772.5,690.5,"<min","<min",599,521.5,"<min","<min",1076.5,975.5,870,"<min",1012,960.5,827,"<min"]
[null,null,null,null,null,null,null,null,43.9,112.5,111.5,111.5,109.5,185,175.5,157.5,144,335,294.5,258.5,216.5,776.5,728.5,651.5,"<min",607,568,502,"<min",1051,998,907.5,"<min",1076.5,1010.5,903,"<min",null,43.9,113,112.5,112,111.5,167,159,152,146.5,311.5,269.5,239,216,773.5,691.5,"<min","<min",600,522,"<min","<min",1078,977,871,"<min",1014.5,962,828,"<min"]
[null,null,null,null,null,null,null,null,44,112.5,111.5,112,109.5,185.5,175.5,158,144.5,336,295,259,217,777.5,729.5,652.5,"<min",608,569,502.5,"<min",1052.5,1000,909.5,"<min",1078,1012,904.5,"<min",null,44,113.5,112.5,112,112,167,159.5,152.5,146.5,312,270,239.5,216.5,775,692.5,"<min","<min",601,523,"<min","<min",1080,978.5,872.5,"<min",1017,964,829.5,"<min"]
[null,null,null,null,null,null,null,null,44.1,113,112,112,110,185.5,176,158.5,144.5,336.5,295.5,259.5,217.5,779,731,653.5,"<min",609,569.5,503.5,"<min",1054.5,1002,911,"<min",1080,1014,906,"<min",null,44.1,113.5,113,112.5,112,167.5,160,152.5,147,313,270.5,240,217,776,693.5,"<min","<min",602,523.5,"<min","<min",1082,980.5,874,"<min",1019.5,965.5,830.5,"<min"]
[null,null,null,null,null,null,null,null,44.2,113,112,112.5,110,186,176.5,158.5,145,337.5,296.5,260,218,780.5,732,654.5,"<min",610,570.5,504,"<min",1056.5,1003.5,912.5,"<min",1082,1015.5,907.5,"<min",null,44.2,113.5,113,112.5,112.5,167.5,160,153,147.5,313.5,271,240.5,217.5,777.5,695,"<min","<min",603,524.5,"<min","<min",1083.5,982,875.5,"<min",1022,967,831.5,"<min"]
[null,null,null,null,null,null,null,null,44.3,113.5,112.5,112.5,110.5,186.5,176.5,159,145.5,338,297,260.5,218.5,782,733.5,655.5,"<min",611,571.5,505,"<min",1058.5,1005.5,914,"<min",1083.5,1017,909,"<min",null,44.3,114,113.5,113,112.5,168,160.5,153.5,147.5,314.5,271.5,241,218,778.5,696,"<min","<min",604,525,"<min","<min",1085.5,983.5,877,"<min",1024.5,968.5,833,"<min"]
[null,null,null,null,null,null,null,null,44.4,113.5,112.5,112.5,110.5,187,177,159.5,145.5,339,297.5,261,218.5,783.5,734.5,656.5,"<min",612,572.5,505.5,"<min",1060.5,1007,915.5,"<min",1085.5,1019,910.5,"<min",null,44.4,114,113.5,113,112.5,168.5,161,153.5,148,315,272,241.5,218.5,780,697,"<min","<min",605,526,"<min","<min",1087.5,985.5,878.5,"<min",1027,970,834,"<min"]
[null,null,null,null,null,null,null,null,44.5,113.5,113,113,111,187,177.5,159.5,146,339.5,298,261.5,219,784.5,736,657.5,"<min",613,573.5,506.5,"<min",1062.5,1009,917,"<min",1087,1020.5,912,"<min",null,44.5,114.5,113.5,113.5,113,168.5,161,154,148.5,316,272.5,242,219,781,698,"<min","<min",606,526.5,"<min","<min",1089,987,879.5,"<min",1029.5,971.5,835,"<min"]
[null,null,null,null,null,null,null,null,44.6,114,113,113,111,187.5,177.5,160,146.5,340.5,299,262.5,219.5,786,737,658.5,"<min",614,574.5,507,"<min",1064.5,1010.5,918.5,"<min",1089,1022.5,913.5,"<min",null,44.6,114.5,114,113.5,113,169,161.5,154.5,148.5,316.5,273,242.5,219.5,782.5,699,"<min","<min",607,527.5,"<min","<min",1091,988.5,881,"<min",1032,973,836.5,"<min"]
[null,null,null,null,null,null,null,null,44.7,114,113,113.5,111.5,188,178,160.5,146.5,341,299.5,263,220,787.5,738,659.5,"<min",615,575.5,508,"<min",1066,1012,920,"<min",1091,1024,914.5,"<min",null,44.7,114.5,114,113.5,113.5,169,161.5,154.5,149,317.5,273.5,243,219.5,783.5,700.5,"<min","<min",608,528,"<min","<min",1093,990,882.5,"<min",1034.5,974.5,837.5,"<min"]
[null,null,null,null,null,null,null,null,44.8,114.5,113.5,113.5,111.5,188,178.5,160.5,147,342,300,263.5,220.5,789,739.5,660.5,"<min",616,576,508.5,"<min",1068,1014,921.5,"<min",1092.5,1025.5,916,"<min",null,44.8,115,114.5,114,113.5,169.5,162,155,149.5,318,274,243.5,220,785,701.5,"<min","<min",609,529,"<min","<min",1094.5,992,884,"<min",1037,976,838.5,"<min"]
[null,null,null,null,null,null,null,null,44.9,114.5,113.5,114,111.5,188.5,178.5,161,147.5,342.5,300.5,264,221,790,740.5,661.5,"<min",617,577,509.5,"<min",1070,1015.5,923,"<min",1094.5,1027.5,917.5,"<min",null,44.9,115,114.5,114,113.5,170,162.5,155,149.5,319,274.5,244,220.5,786,702.5,"<min","<min",610,529.5,"<min","<min",1096.5,993.5,885.5,"<min",1039.5,977.5,840,"<min"]
[null,null,null,null,null,null,null,null,45,114.5,114,114,112,189,179,161.5,147.5,343.5,301,264.5,221,791.5,742,662,"<min",618,578,510,"<min",1072,1017.5,924.5,"<min",1096,1029,919,"<min",null,45,115.5,114.5,114.5,114,170,162.5,155.5,150,319.5,275,244.5,221,787.5,703.5,"<min","<min",611,530.5,"<min","<min",1098.5,995,887,"<min",1042,979,841,"<min"]
[null,null,null,null,null,null,null,null,45.1,115,114,114,112,189.5,179.5,161.5,148,344,302,265,221.5,793,743,663,"<min",619,579,511,"<min",1074,1019,926,"<min",1098,1031,920.5,"<min",null,45.1,115.5,115,114.5,114,170.5,163,156,150.5,320.5,275.5,245,221.5,788.5,704.5,"<min","<min",611.5,531,"<min","<min",1100,996.5,888,"<min",1044.5,980.5,842.5,"<min"]
[null,null,null,null,null,null,null,null,45.2,115,114.5,114.5,112.5,189.5,179.5,162,148.5,345,302.5,265.5,222,794.5,744.5,664,"<min",620,580,511.5,"<min",1076,1021,927.5,"<min",1099.5,1032.5,922,"<min",null,45.2,115.5,115,115,114.5,170.5,163,156,150.5,321,276,245.5,222,790,705.5,"<min","<min",612.5,532,"<min","<min",1102,998.5,889.5,"<min",1047,982,843.5,"<min"]
[null,null,null,null,null,null,null,null,45.3,115,114.5,114.5,112.5,190,180,162.5,148.5,345.5,303,266,222.5,796,745.5,665,"<min",621,581,512.5,"<min",1077.5,1022.5,929,"<min",1101.5,1034,923.5,"<min",null,45.3,116,115.5,115,114.5,171,163.5,156.5,151,322,276.5,246,222.5,791.5,707,"<min","<min",613.5,532.5,"<min","<min",1103.5,1000,891,800,1049.5,983.5,844.5,"<min"]
[null,null,null,null,null,null,null,null,45.4,115.5,115,115,113,190.5,180.5,162.5,149,346.5,303.5,266.5,223,797,747,666,"<min",622,582,513,"<min",1079.5,1024.5,930.5,"<min",1103.5,1036,924.5,"<min",null,45.4,116,115.5,115,115,171,164,157,151.5,323,277,246.5,222.5,792.5,708,"<min","<min",614.5,533.5,"<min","<min",1105.5,1001.5,892.5,801,1052,985,846,"<min"]
[null,null,null,null,null,null,null,null,45.5,115.5,115,115,113,191,180.5,163,149.5,347,304.5,267,223.5,798.5,748,667,"<min",623,582.5,514,"<min",1081.5,1026,932,"<min",1105,1037.5,926,"<min",null,45.5,116.5,115.5,115.5,115,171.5,164,157,151.5,323.5,277.5,247,223,794,709,"<min","<min",615.5,534,"<min","<min",1107.5,1003,894,802.5,1054.5,986.5,847,"<min"]
[null,null,null,null,null,null,null,null,45.6,116,115.5,115.5,113.5,191,181,163.5,149.5,348,305,267.5,223.5,800,749.5,668,"<min",624,583.5,514.5,"<min",1083.5,1028,933.5,"<min",1107,1039.5,927.5,"<min",null,45.6,116.5,116,115.5,115,172,164.5,157.5,152,324.5,278,247,223.5,795,710,"<min","<min",616.5,535,"<min","<min",1109,1005,895,803.5,1057.5,988,848,"<min"]
[null,null,null,null,null,null,null,null,45.7,116,115.5,115.5,113.5,191.5,181.5,163.5,150,348.5,305.5,268,224,801.5,750.5,669,"<min",625,584.5,515.5,"<min",1085.5,1029.5,935,"<min",1108.5,1041,929,"<min",null,45.7,116.5,116,116,115.5,172,164.5,157.5,152,325,278.5,247.5,224,796.5,711,"<min","<min",617.5,535.5,"<min","<min",1111,1006.5,896.5,805,1060,989.5,849.5,"<min"]
[null,null,null,null,null,null,null,null,45.8,116,116,115.5,114,192,182,164,150.5,349.5,306,268.5,224.5,803,752,670,"<min",626,585.5,516,"<min",1087.5,1031.5,936.5,"<min",1110.5,1042.5,930.5,"<min",null,45.8,117,116.5,116,115.5,172.5,165,158,152.5,326,279,248,224.5,797.5,712,"<min","<min",618.5,536.5,"<min","<min",1113,1008,898,806,1062.5,991,850.5,"<min"]
[null,null,null,null,null,null,null,null,45.9,116.5,116,116,114,192.5,182,164.5,150.5,350,307,269,225,804,753,671,"<min",627,586.5,517,"<min",1089,1033,938,"<min",1112,1044.5,932,"<min",null,45.9,117,116.5,116,116,172.5,165,158.5,153,326.5,279.5,248.5,225,799,713.5,"<min","<min",619.5,537,"<min","<min",1114.5,1009.5,899.5,807.5,1065,992.5,851.5,"<min"]
[null,null,null,null,null,null,null,null,46,116.5,116.5,116,114.5,192.5,182.5,164.5,151,350.5,307.5,269.5,225.5,805.5,754,672,"<min",628,587.5,517.5,"<min",1091,1035,939.5,"<min",1114,1046,933,"<min",null,46,117.5,117,116.5,116,173,165.5,158.5,153,327.5,280,249,225.5,800,714.5,"<min","<min",620.5,538,"<min","<min",1116.5,1011.5,901,808.5,1067.5,994,853,"<min"]
[null,null,null,null,null,null,null,null,46.1,116.5,116.5,116.5,114.5,193,183,165,151.5,351.5,308,270,226,807,755.5,673,"<min",629,588,518.5,"<min",1093,1036.5,941,"<min",1115.5,1047.5,934.5,"<min",null,46.1,117.5,117,116.5,116.5,173,166,159,153.5,328,280.5,249.5,226,801,715.5,"<min","<min",621,538.5,"<min","<min",1118,1013,902.5,810,1070,995.5,854,"<min"]
[null,null,null,null,null,null,null,null,46.2,117,116.5,116.5,115,193.5,183,165.5,151.5,352,308.5,270.5,226.5,808.5,756.5,674,"<min",630,589,519,"<min",1095,1038,942.5,"<min",1117.5,1049.5,936,"<min",null,46.2,118,117,117,116.5,173.5,166,159,154,329,281,250,226,802.5,716.5,"<min","<min",622,539.5,"<min","<min",1120,1014.5,903.5,811,1073,997,855,"<min"]
[null,null,null,null,null,null,null,null,46.3,117,117,117,115,193.5,183.5,165.5,152,353,309.5,271,226.5,809.5,758,675,"<min",631,590,520,"<min",1097,1040,944,"<min",1119,1051,937.5,"<min",null,46.3,118,117.5,117,116.5,174,166.5,159.5,154,330,281.5,250.5,226.5,803.5,717.5,"<min","<min",623,540,"<min","<min",1121.5,1016,905,812.5,1075.5,998.5,856.5,"<min"]
[null,null,null,null,null,null,null,null,46.4,117,117,117,115.5,194,184,166,152.5,353.5,310,271.5,227,811,759,675.5,"<min",632,591,520.5,"<min",1098.5,1041.5,945.5,"<min",1121,1053,939,"<min",null,46.4,118,117.5,117.5,117,174,166.5,160,154.5,330.5,282,251,227,805,718.5,640,"<min",624,541,"<min","<min",1123.5,1017.5,906.5,813.5,1078,1000,857.5,"<min"]
[null,null,null,null,null,null,null,null,46.5,117.5,117.5,117,115.5,194.5,184,166.5,152.5,354.5,310.5,272,227.5,812.5,760.5,676.5,"<min",633,592,521,"<min",1100.5,1043.5,947,"<min",1122.5,1054.5,940.5,"<min",null,46.5,118.5,118,117.5,117,174.5,167,160,154.5,331.5,282.5,251.5,227.5,806,720,641,"<min",625,541.5,"<min","<min",1125.5,1019.5,908,815,1080.5,1001.5,858.5,"<min"]
[null,null,null,null,null,null,null,null,46.6,117.5,117.5,117.5,116,195,184.5,166.5,153,355,311,272.5,228,814,761.5,677.5,"<min",634,593,522,"<min",1102.5,1045,948.5,"<min",1124.5,1056,941.5,"<min",null,46.6,118.5,118,117.5,117.5,174.5,167.5,160.5,155,332,283,252,228,807.5,721,642,"<min",626,542.5,"<min","<min",1127,1021,909.5,816,1083,1003,860,"<min"]
[null,null,null,null,null,null,null,null,46.7,118,118,117.5,116,195,185,167,153.5,356,312,273,228.5,815.5,763,678.5,"<min",635,593.5,522.5,"<min",1104.5,1047,950,"<min",1126,1058,943,"<min",null,46.7,119,118,118,117.5,175,167.5,160.5,155.5,333,283.5,252.5,228.5,808.5,722,643,"<min",627,543,"<min","<min",1129,1022.5,910.5,817.5,1085.5,1004.5,861,"<min"]
[null,null,null,null,null,null,null,null,46.8,118,118,118,116.5,195.5,185,167,153.5,356.5,312.5,273.5,229,816.5,764,679.5,"<min",636,594.5,523.5,"<min",1106.5,1048.5,951.5,"<min",1128,1059.5,944.5,"<min",null,46.8,119,118.5,118,117.5,175.5,168,161,155.5,333.5,284.5,252.5,229,810,723,643.5,"<min",627.5,544,"<min","<min",1130.5,1024,912,818.5,1088.5,1006,862,"<min"]
[null,null,null,null,null,null,null,null,46.9,118,118.5,118,116.5,196,185.5,167.5,154,357.5,313,274,229,818,765,680.5,"<min",637,595.5,524,"<min",1108.5,1050,953,"<min",1129.5,1061,946,"<min",null,46.9,119,118.5,118.5,118,175.5,168,161.5,156,334.5,285,253,229.5,811,724,644.5,"<min",628.5,544.5,"<min","<min",1132.5,1025.5,913.5,819.5,1091,1007.5,863.5,"<min"]
[null,null,null,null,null,null,null,null,47,118.5,118.5,118.5,117,196.5,186,168,154.5,358,313.5,274.5,229.5,819.5,766.5,681.5,"<min",638,596.5,525,"<min",1110,1052,954.5,"<min",1131.5,1063,947.5,"<min",null,47,119.5,119,118.5,118,176,168.5,161.5,156,335.5,285.5,253.5,229.5,812.5,725,645.5,"<min",629.5,545.5,"<min","<min",1134,1027.5,915,821,1093.5,1009,864.5,"<min"]
[null,null,null,null,null,null,null,null,47.1,118.5,119,118.5,117,196.5,186.5,168,154.5,359,314.5,275,230,821,767.5,682.5,"<min",639,597.5,525.5,"<min",1112,1053.5,956,"<min",1133,1064.5,949,"<min",null,47.1,119.5,119,118.5,118.5,176,168.5,162,156.5,336,286,254,230,813.5,726.5,646.5,"<min",630.5,546,"<min","<min",1136,1029,916.5,822,1096,1010.5,865.5,"<min"]
[null,null,null,null,null,null,null,null,47.2,118.5,119,118.5,117.5,197,186.5,168.5,155,359.5,315,275.5,230.5,822,769,683.5,"<min",640,598,526.5,"<min",1114,1055.5,957.5,"<min",1135,1066,950,"<min",null,47.2,120,119,119,118.5,176.5,169,162,157,337,286.5,254.5,230.5,815,727.5,647.5,"<min",631.5,547,"<min","<min",1137.5,1030.5,917.5,823.5,1098.5,1012,867,"<min"]
[null,null,null,null,null,null,null,null,47.3,119,119.5,119,117.5,197.5,187,169,155.5,360.5,315.5,276,231,823.5,770,684.5,"<min",641,599,527,"<min",1116,1057,959,"<min",1136.5,1068,951.5,"<min",null,47.3,120,119.5,119,119,177,169.5,162.5,157,337.5,287,255,231,816,728.5,648.5,"<min",632.5,547.5,"<min","<min",1139.5,1032,919,824.5,1101.5,1013,868,"<min"]
[null,null,null,null,null,null,null,null,47.4,119,119.5,119,118,198,187.5,169,155.5,361,316.5,276.5,231.5,825,771.5,685.5,"<min",642,600,528,"<min",1117.5,1058.5,960.5,"<min",1138.5,1069.5,953,"<min",null,47.4,120,119.5,119.5,119,177,169.5,163,157.5,338.5,287.5,255.5,231.5,817,729.5,649.5,"<min",633,548.5,"<min","<min",1141,1033.5,920.5,826,1104,1014.5,869,"<min"]
[null,null,null,null,null,null,null,null,47.5,119.5,120,119.5,118,198,187.5,169.5,156,362,317,277,232,826.5,772.5,686.5,"<min",643,601,528.5,"<min",1119.5,1060.5,962,"<min",1140,1071,954.5,"<min",null,47.5,">max",120,119.5,119,177.5,170,163,157.5,339,288,256,232,818.5,730.5,650.5,"<min",634,549,"<min","<min",1143,1035,922,827,1106.5,1016,870.5,"<min"]
[null,null,null,null,null,null,null,null,47.6,119.5,120,119.5,118.5,198.5,188,170,156,362.5,317.5,277.5,232,828,773.5,687.5,"<min",644,602,529.5,"<min",1121.5,1062,963.5,"<min",1142,1073,956,"<min",null,47.6,">max",120,120,119.5,177.5,170,163.5,158,340,288.5,256.5,232.5,819.5,731.5,651,"<min",635,550,"<min","<min",1144.5,1037,923.5,828.5,1109,1017.5,871.5,"<min"]
[null,null,null,null,null,null,null,null,47.7,119.5,120,120,118.5,199,188.5,170,156.5,363.5,318,278,232.5,829,775,688,"<min",644.5,602.5,530,"<min",1123.5,1064,965,"<min",1143.5,1074.5,957,"<min",null,47.7,">max",120,120,119.5,178,170.5,163.5,158.5,340.5,289,257,233,821,732.5,652,"<min",636,550.5,"<min","<min",1146.5,1038.5,924.5,829.5,1111.5,1019,872.5,"<min"]
[null,null,null,null,null,null,null,null,47.8,120,">max",120,119,199.5,188.5,170.5,157,364,319,278.5,233,830.5,776,689,"<min",645.5,603.5,531,"<min",1125.5,1065.5,966.5,"<min",1145.5,1076,958.5,"<min",null,47.8,">max",">max",120,120,178.5,170.5,164,158.5,341.5,289.5,257.5,233,822,734,653,"<min",637,551.5,"<min","<min",1148,1040,926,831,1114,1020.5,874,"<min"]
[null,null,null,null,null,null,null,null,47.9,120,">max",120,119,199.5,189,171,157,365,319.5,279,233.5,832,777.5,690,"<min",646.5,604.5,531.5,"<min",1127,1067,968,"<min",1147,1077.5,960,"<min",null,47.9,">max",">max",">max",120,178.5,171,164,159,342.5,290,257.5,233.5,823.5,735,654,"<min",637.5,552,"<min","<min",1150,1041.5,927.5,832,1117,1022,875,"<min"]
[null,null,null,null,null,null,null,null,48,120,">max",">max",119.5,200,189.5,171,157.5,365.5,320,279.5,234,833.5,778.5,691,"<min",647.5,605.5,532.5,"<min",1129,1069,969.5,"<min",1149,1079.5,961.5,"<min",null,48,">max",">max",">max",120,179,171.5,164.5,159,343,290.5,258,234,824.5,736,655,"<min",638.5,553,"<min","<min",1151.5,1043,929,833.5,1119.5,1023.5,876,"<min"]
[null,null,null,null,null,null,null,null,48.1,">max",">max",">max",119.5,200.5,190,171.5,158,366.5,320.5,280,234.5,834.5,779.5,692,"<min",648.5,606.5,533,"<min",1131,1070.5,970.5,"<min",1150.5,1081,963,"<min",null,48.1,">max",">max",">max",">max",179,171.5,165,159.5,344,291,258.5,234.5,825.5,737,656,"<min",639.5,553.5,"<min","<min",1153.5,1044.5,930.5,834.5,1122,1025,877.5,"<min"]
[null,null,null,null,null,null,null,null,48.3,">max",">max",">max",120,201,190.5,172,158.5,368,322,281,235,837.5,782,694,"<min",650.5,608,534.5,"<min",1134.5,1074,973.5,"<min",1154,1084.5,965.5,"<min",null,48.3,">max",">max",">max",">max",180,172,165.5,160,345.5,292,259.5,235.5,828,739,658,"<min",641.5,555,"<min","<min",1157,1048,933,837,1127,1027.5,879.5,"<min"]
[null,null,null,null,null,null,null,null,48.4,">max",">max",">max",120,201.5,191,172.5,159,368.5,322.5,281.5,235.5,839,783.5,695,"<min",651.5,609,535.5,"<min",1136.5,1075.5,975,"<min",1155.5,1086,967,"<min",null,48.4,">max",">max",">max",">max",180,172.5,165.5,160.5,346,292.5,260,236,829.5,740,658.5,"<min",642,555.5,"<min","<min",1158.5,1049.5,934.5,838,1129.5,1029,880.5,"<min"]
[null,null,null,null,null,null,null,null,48.7,">max",">max",">max",">max",202.5,192,173.5,160,371,324.5,283,237,843,787,698,"<min",654.5,611.5,537.5,"<min",1142,1080.5,979.5,800,1161,1091,971,"<min",null,48.7,">max",">max",">max",">max",181,173.5,166.5,161,348.5,294.5,261.5,237,833,743.5,661.5,"<min",645,558,"<min","<min",1164,1054,938.5,842,1137,1033.5,884,"<min"]
[null,null,null,null,null,null,null,null,49,">max",">max",">max",">max",203.5,193,174.5,160.5,373,326.5,284.5,238,847,790.5,700.5,"<min",657.5,614,540,"<min",1148,1085.5,984,803,1166,1096,975.5,"<min",null,49,">max",">max",">max",">max",182,174,167.5,162,351,296,262.5,238.5,836.5,746.5,664.5,"<min",647.5,560,"<min","<min",1169,1058.5,942.5,845.5,1145,1037.5,887.5,"<min"]
[null,null,null,null,null,null,null,null,49.2,">max",">max",">max",">max",204.5,193.5,175,161.5,374.5,328,285.5,239,850,793,702.5,"<min",659,616,541.5,"<min",1151.5,1089,987,805,1169.5,1099,978,"<min",null,49.2,">max",">max",">max",">max",182.5,174.5,168,162.5,352.5,297,263.5,239.5,839,749,666,"<min",649,561.5,480.5,"<min",1172.5,1062,945.5,848,1150,1040.5,890,"<min"]
[null,null,null,null,null,null,null,null,49.3,">max",">max",">max",">max",205,194,175.5,161.5,375,328.5,286,239.5,851,794,703.5,"<min",660,617,542,"<min",1153.5,1091,988.5,806,1171,1100.5,979.5,"<min",null,49.3,">max",">max",">max",">max",183,175,168,163,353,297.5,264,240,840,750,667,"<min",650,562.5,481,"<min",1174.5,1063.5,947,849.5,1152.5,1042,891,"<min"]
[null,null,null,null,null,null,null,null,49.5,">max",">max",">max",">max",205.5,194.5,176,162.5,376.5,330,287,240,854,796.5,705.5,"<min",662,618.5,543.5,"<min",1157,1094,991.5,808,1174.5,1104,982,"<min",null,49.5,">max",">max",">max",">max",183.5,175.5,169,163.5,354.5,299,265,240.5,842.5,752,669,"<min",652,564,482.5,"<min",1178,1066.5,949.5,851.5,1157.5,1045,893.5,"<min"]
[null,null,null,null,null,null,null,null,49.8,">max",">max",">max",">max",207,195.5,177,163.5,379,331.5,288.5,241.5,858,800,708.5,"<min",665,621,545.5,"<min",1163,1099,995.5,811.5,1179.5,1109,986.5,"<min",null,49.8,">max",">max",">max",">max",184.5,176.5,169.5,164.5,357,300.5,266,242,846,755,672,"<min",654.5,566,484,"<min",1183,1071,954,855.5,1164.5,1049,897,"<min"]
[null,null,null,null,null,null,null,null,50.1,">max",">max",">max",">max",208,197,178,164.5,381.5,333.5,290,243,862,803.5,711,"<min",668,624,548,"<min",1168.5,1104,1000,814.5,1185,1113.5,990.5,800,null,50.1,">max",">max",">max",">max",185,177.5,170.5,165,359,302.5,267.5,243,849.5,758.5,674.5,"<min",657,568,486,"<min",1188,1075.5,958,859,1172,1053,900.5,"<min"]
[null,null,null,null,null,null,null,null,50.2,">max",">max",">max",">max",208.5,197,178.5,164.5,382,334.5,290.5,243,863.5,804.5,712,"<min",668.5,624.5,548.5,"<min",1170.5,1106,1001.5,815.5,1186.5,1115.5,992,801,null,50.2,">max",">max",">max",">max",185.5,177.5,171,165.5,360,303,268,243.5,851,759.5,675.5,"<min",657.5,569,486.5,"<min",1190,1077,959.5,860.5,1174.5,1054.5,901.5,"<min"]
[null,null,null,null,null,null,null,null,50.5,">max",">max",">max",">max",209.5,198,179.5,165.5,384.5,336.5,292.5,244.5,867.5,808,715,"<min",671.5,627.5,551,"<min",1176,1110.5,1006,818.5,1191.5,1120,996,804,null,50.5,">max",">max",">max",">max",186.5,178.5,171.5,166,362,304.5,269,245,854.5,762.5,678.5,"<min",660.5,571,488,"<min",1195,1081.5,963.5,864,1181.5,1058.5,905,"<min"]
[null,null,null,null,null,null,null,null,50.7,">max",">max",">max",">max",210,199,180,166,386,337.5,293.5,245.5,870.5,810.5,717,"<min",673.5,629,552.5,"<min",1179.5,1114,1008.5,820.5,1195,1123.5,998.5,805.5,null,50.7,">max",">max",">max",">max",187,179,172,167,363.5,306,270,246,856.5,764.5,680,"<min",662,572.5,489,"<min",1198.5,1085,966,866.5,1186,1061.5,907.5,"<min"]
[null,null,null,null,null,null,null,null,51,">max",">max",">max",">max",211.5,200,181,167,388,339.5,295,246.5,874.5,814,719.5,"<min",676.5,631.5,554.5,"<min",1185,1119,1013,823.5,1200,1128,1002.5,808.5,null,51,">max",">max",">max",">max",188,180,173,167.5,365.5,307.5,271.5,247,860,768,683,"<min",664.5,574.5,491,"<min",1203.5,1089.5,970,870,1193,1065.5,910.5,"<min"]
[null,null,null,null,null,null,null,null,51.3,">max",">max",">max",">max",212.5,201,182,168,390.5,341.5,296.5,248,878.5,817.5,722.5,"<min",679,634,556.5,"<min",1190.5,1124,1017.5,826.5,1205,1133,1007,811.5,null,51.3,">max",">max",">max",">max",189,181,174,168.5,368,309.5,273,248.5,863.5,771,686,"<min",667,577,492.5,"<min",1208.5,1094,974.5,874,1200,1069.5,914,"<min"]
[null,null,null,null,null,null,null,null,51.5,">max",">max",">max",">max",213,202,182.5,168.5,392,343,297.5,248.5,881,820,724.5,"<min",681,636,558,"<min",1194.5,1127,1020,829,1208.5,1136,1009.5,813.5,null,51.5,">max",">max",">max",">max",189.5,181.5,174.5,169,369.5,310.5,273.5,249,866,773,687.5,"<min",668.5,578,494,"<min",1212,1097,977,876.5,1204.5,1072.5,916.5,"<min"]
[null,null,null,null,null,null,null,null,51.6,">max",">max",">max",">max",213.5,202,183,169,393,343.5,298,249,882.5,821,725.5,"<min",682,636.5,559,"<min",1196.5,1129,1021.5,830,1210,1138,1011,814,null,51.6,">max",">max",">max",">max",190,181.5,174.5,169,370,311.5,274,249.5,867,774,688.5,"<min",669.5,579,494.5,"<min",1213.5,1098.5,978.5,877.5,1206.5,1074,917.5,"<min"]
[null,null,null,null,null,null,null,null,51.9,">max",">max",">max",">max",214.5,203,184,170,395,345.5,299.5,250.5,886.5,824.5,728,"<min",685,639.5,561,"<min",1202,1134,1026,833,1215,1142.5,1015,817,null,51.9,">max",">max",">max",">max",190.5,182.5,175.5,170,372.5,313,275.5,251,870.5,777.5,691.5,"<min",672,581,496,"<min",1218.5,1103,982.5,881,1213.5,1078,921,"<min"]
[null,null,null,null,null,null,null,null,52.1,">max",">max",">max",">max",215.5,204,184.5,170.5,397,346.5,300.5,251.5,889,827,730,"<min",686.5,641,562.5,"<min",1205.5,1137,1028.5,835,1218.5,1145.5,1017.5,819,null,52.1,">max",">max",">max",">max",191.5,183,176,170.5,373.5,314.5,276.5,251.5,873,779.5,693.5,"<min",673.5,582.5,497.5,"<min",1222,1106,985,883.5,1217.5,1080.5,923.5,"<min"]
[null,null,null,null,null,null,null,null,52.4,">max",">max",">max",">max",216.5,205,185.5,171.5,399,348.5,302,252.5,893,830,733,"<min",689.5,643.5,564.5,"<min",1211,1142,1033,838,1223.5,1150.5,1021.5,822,null,52.4,">max",">max",">max",">max",192.5,184,177,171.5,376,316.5,277.5,253,876.5,782.5,696,"<min",676,584.5,499,"<min",1227,1110.5,989,887.5,1224,1084.5,926.5,800]
[null,null,null,null,null,null,null,null,52.5,">max",">max",">max",">max",217,205.5,186,172,400,349.5,302.5,253,894.5,831.5,734,"<min",690.5,644.5,565.5,"<min",1213,1143.5,1034.5,839,1225,1152,1023,822.5,null,52.5,">max",">max",">max",">max",192.5,184.5,177.5,171.5,376.5,317,278,253.5,877.5,783.5,697,"<min",677,585.5,499.5,"<min",1228.5,1112,990.5,888.5,1226,1086,928,801]
[null,null,null,null,null,null,null,null,52.9,">max",">max",">max",">max",218.5,206.5,187.5,173,403,352,304.5,254.5,900,836,737.5,"<min",694,647.5,568,"<min",1220.5,1150,1040,843,1232,1158.5,1028,826.5,null,52.9,">max",">max",">max",">max",194,185.5,178.5,173,379.5,319.5,280,255,882,787.5,700.5,"<min",680,588,502,"<min",1235.5,1118,996,893.5,1234,1091.5,932.5,804.5]
[null,null,null,null,null,null,null,null,53,">max",">max",">max",">max",219,207,187.5,173.5,404,352.5,305,255,901,837,738.5,"<min",695,648.5,569,"<min",1222,1151.5,1041.5,844,1233.5,1160,1029.5,827.5,null,53,">max",">max",">max",">max",194,186,178.5,173,380.5,320,280.5,255.5,883,788.5,701.5,"<min",681,589,502.5,"<min",1237,1119.5,997.5,894.5,1236.5,1092.5,933.5,805.5]
[null,null,null,null,null,null,null,null,53.3,">max",">max",">max",">max",220,208,188.5,174.5,406.5,354.5,306.5,256.5,905,840.5,741.5,"<min",698,651,571,"<min",1227.5,1156.5,1045.5,847.5,1238.5,1164.5,1033.5,830.5,null,53.3,">max",">max",">max",">max",195,187,179.5,174,382.5,322,281.5,256.5,886.5,792,704.5,"<min",683.5,591,504,"<min",1242,1123.5,1001.5,898.5,1242,1096.5,937,808.5]
[null,null,null,null,null,null,null,null,53.4,">max",">max",">max",">max",220.5,208.5,189,174.5,407.5,355,307.5,257,906.5,841.5,742.5,"<min",699,652,572,"<min",1229.5,1158,1047,848.5,1240,1166,1035,831.5,null,53.4,">max",">max",">max",">max",195.5,187,180,174,383.5,322.5,282,257,887.5,793,705.5,"<min",684,591.5,504.5,"<min",1243.5,1125,1002.5,899.5,1244,1098,938,809.5]
[null,null,null,null,null,null,null,null,53.7,">max",">max",">max",">max",221.5,209.5,190,175.5,410,357,309,258,910.5,845,745,"<min",701.5,654.5,574,"<min",1235,1163,1051,851.5,1245,1171,1039,834,null,53.7,">max",">max",">max",">max",196.5,188,180.5,175,385.5,324.5,283.5,258.5,891,796,708,641.5,686.5,594,506.5,"<min",1248.5,1129.5,1006.5,903,1250,1102,941.5,812]
[null,null,null,null,null,null,null,null,53.9,">max",">max",">max",">max",222.5,210.5,191,176.5,411.5,358.5,310,259,913,847.5,747,"<min",703.5,656,575.5,"<min",1238.5,1166.5,1054,853.5,1248.5,1174,1041.5,836,null,53.9,">max",">max",">max",">max",197,188.5,181.5,175.5,387,326,284.5,259,893.5,798,710,643.5,688,595,507.5,"<min",1252,1132.5,1009.5,905.5,1254,1104.5,943.5,814]
[null,null,null,null,null,null,null,null,54.2,">max",">max",">max",">max",223.5,211.5,192,177,414,360.5,311.5,260,917,850.5,750,"<min",706,658.5,577.5,"<min",1244,1171,1058,856.5,1253.5,1178.5,1045.5,839,null,54.2,">max",">max",">max",">max",198,189.5,182,176.5,389.5,327.5,286,260.5,897,801,713,646,690.5,597,509.5,"<min",1257,1137,1013.5,909,1259.5,1108.5,947,817]
[null,null,null,null,null,null,null,null,54.5,">max",">max",">max",">max",224.5,212.5,193,178,416.5,362.5,313,261.5,921,854,752.5,"<min",709,661,579.5,"<min",1249.5,1176,1062.5,859.5,1258.5,1183,1049.5,841.5,null,54.5,">max",">max",">max",">max",199,190.5,183,177,391.5,329.5,287,261.5,900,804,715.5,648.5,693,599.5,511,"<min",1262,1141.5,1017.5,913,1265,1112.5,950.5,819.5]
[null,null,null,null,null,null,null,null,54.7,">max",">max",">max",">max",225.5,213,193.5,179,418.5,363.5,314,262.5,923.5,856,754.5,"<min",711,662.5,581,"<min",1253.5,1179,1065,861.5,1261.5,1186,1052,843.5,null,54.7,">max",">max",">max",">max",199.5,191,183.5,178,393,331,288,262.5,902.5,806,717.5,650,694.5,600.5,512,"<min",1265.5,1144,1020,915.5,1268.5,1115,952.5,821.5]
[null,null,null,null,null,null,null,null,54.8,">max",">max",">max",">max",226,213.5,194,179,419.5,364.5,314.5,262.5,924.5,857.5,755.5,"<min",711.5,663.5,582,"<min",1255,1181,1066.5,862.5,1263.5,1188,1053.5,844.5,null,54.8,">max",">max",">max",">max",199.5,191.5,184,178,394,331.5,288.5,263,903.5,807,718.5,651,695,601.5,512.5,"<min",1267,1145.5,1021.5,916.5,1270.5,1116.5,954,822.5]
[null,null,null,null,null,null,null,null,55.100000000000101,">max",">max",">max",">max",227,214.5,195,180,422,366.5,316,264,928.5,860.5,758,"<min",714.5,666,584,"<min",1260.5,1185.5,1070.5,865.5,1268.5,1192.5,1057,847.5,null,55.100000000000101,">max",">max",">max",">max",200.5,192,185,179,396,333.5,290,264,907,810,721,653.5,697.5,603.5,514.5,"<min",1272,1150,1025,920,1276,1120.5,957,825]
[null,null,null,null,null,null,null,null,55.2,">max",">max",">max",">max",227.5,215,195,180.5,423,367,316.5,264.5,930,862,759,"<min",715.5,667,584.5,"<min",1262.5,1187,1072,867,1270,1194,1058.5,848.5,null,55.2,">max",">max",">max",">max",201,192.5,185,179,397,334,290.5,264.5,908,811,722,654,698.5,604,515,"<min",1273.5,1151.5,1026.5,921.5,1277.5,1121.5,958.5,826]
[null,null,null,null,null,null,null,null,55.600000000000101,">max",">max",">max",">max",229,216.5,196.5,181.5,426.5,369.5,319,266,935,866.5,763,"<min",719,670,587.5,"<min",1269.5,1193.5,1077.5,871,1276.5,1200,1063.5,852,null,55.600000000000101,">max",">max",">max",">max",202,193.5,186,180.5,400,336.5,292.5,266,912.5,815,725.5,657.5,701.5,607,517.5,"<min",1280,1157.5,1032,926,1284.5,1127,962.5,830]
[null,null,null,null,null,null,null,null,55.7,">max",">max",">max",">max",229,216.5,197,182,427.5,370,319.5,266.5,936,867.5,763.5,"<min",720,671,588,"<min",1271.5,1195,1079,872,1278,1201.5,1065,853,null,55.7,">max",">max",">max",">max",202.5,194,186.5,180.5,401,337.5,292.5,266.5,913.5,816,726.5,658.5,702.5,607.5,518,"<min",1281.5,1158.5,1033,927.5,1286.5,1128,964,831]
[null,null,null,null,null,null,null,null,56,">max",">max",">max",">max",230.5,218,198,183,430,372,321,267.5,940,870.5,766.5,"<min",722.5,673.5,590.5,"<min",1277,1200,1083,875,1283,1206,1069,856,null,56,">max",">max",">max",">max",203.5,195,187.5,181.5,403,339.5,294,267.5,917,819.5,729.5,661,704.5,609.5,519.5,"<min",1286.5,1163,1037,931,1291.5,1132,967,833.5]
[null,null,null,null,null,null,null,null,56.2,">max",">max",">max",">max",231,218.5,198.5,183.5,432,373.5,322,268.5,942.5,873,768.5,"<min",724.5,675,591.5,"<min",1280.5,1203,1085.5,877,1286.5,1209,1071.5,857.5,null,56.2,">max",">max",">max",">max",204,195.5,188,182,405,340.5,295,268.5,919,821.5,731,662.5,706,611,520.5,"<min",1290,1166,1039.5,933.5,1295,1134.5,969.5,835.5]
[null,null,null,null,null,null,null,null,56.5,">max",">max",">max",">max",232,219.5,199.5,184.5,435,375.5,323.5,270,946.5,876,771,"<min",727.5,677.5,594,"<min",1286,1208,1089.5,880,1291.5,1213.5,1075,860.5,null,56.5,">max",">max",">max",">max",205,196.5,189,183,407,342.5,296.5,269.5,922.5,824.5,734,665,708.5,613,522.5,"<min",1295,1170,1043.5,937,1299.5,1138.5,972.5,838]
[null,null,null,null,null,null,null,null,56.600000000000101,">max",">max",">max",">max",232.5,220,200,185,436,376,324,270.5,947.5,877.5,772,"<min",728,678.5,594.5,"<min",1288,1209.5,1091,881,1293,1215,1076.5,861.5,null,56.600000000000101,">max",">max",">max",">max",205,196.5,189,183,408,343,297,270,923.5,825.5,735,666,709,613.5,523,"<min",1296.5,1171.5,1045,938,1301.5,1139.5,974,839]
[null,null,null,null,null,null,null,null,56.8,">max",">max",">max",">max",233.5,220.5,200.5,185.5,438,377.5,325,271,950,879.5,774,"<min",730,680,596,"<min",1291.5,1212.5,1094,883,1296,1218,1079,863.5,null,56.8,">max",">max",">max",">max",206,197.5,189.5,184,409.5,344.5,298,271,925.5,827.5,737,667.5,711,615,524,"<min",1300,1174.5,1047.5,940.5,1304.5,1142,976,841]
[null,null,null,null,null,null,null,null,57.100000000000101,">max",">max",">max",">max",234.5,221.5,201.5,186.5,441,379.5,326.5,272.5,954,882.5,776.5,"<min",733,682.5,598,"<min",1297,1217.5,1098,886,1301,1222.5,1083,866,null,57.100000000000101,">max",">max",">max",">max",206.5,198,190.5,184.5,412,346,299.5,272,929,830,739.5,670,713,617,526,"<min",1304.5,1179,1051.5,944.5,1309.5,1146,979.5,844]
[null,null,null,null,null,null,null,null,57.4,">max",">max",">max",">max",235.5,223,202.5,187.5,444,381.5,328.5,273.5,957.5,886,779.5,"<min",735.5,685,600,"<min",1302.5,1222,1102,889.5,1306,1227,1086.5,869,null,57.4,">max",">max",">max",">max",207.5,199,191.5,185.5,414.5,348,301,273.5,932,833,742.5,672.5,715.5,619,527.5,"<min",1309.5,1183,1055,948,1314,1149.5,982.5,846.5]
[null,null,null,null,null,null,null,null,57.600000000000101,">max",">max",">max",">max",236.5,223.5,203.5,188,446,383,329.5,274.5,960,888,781,"<min",737.5,686.5,601.5,"<min",1306,1225.5,1104.5,891.5,1309,1230,1089.5,871,null,57.600000000000101,">max",">max",">max",">max",208,199.5,192,186,416.5,349.5,302,274,934.5,835,744,674.5,717,620,528.5,"<min",1313,1186,1058,950,1317,1152,985,848.5]
[null,null,null,null,null,null,null,null,57.9,">max",">max",">max",">max",237.5,224.5,204.5,189,449,385,331,276,963.5,891.5,784,"<min",740,689,603.5,480.5,1311.5,1230,1108.5,894.5,1314,1234.5,1093,874,null,57.9,">max",">max",">max",">max",209,200.5,193,187,419,351,303.5,275.5,937.5,838,747,677,719,622,530.5,"<min",1317.5,1190,1061.5,954,1322,1156,988,851.5]
[null,null,null,null,null,null,null,null,57.999999999999901,">max",">max",">max",">max",238,225,204.5,189,450,385.5,331.5,276,965,892.5,784.5,"<min",741,689.5,604,481,1313.5,1231.5,1110,895.5,1316,1236,1094.5,874.5,null,57.999999999999901,">max",">max",">max",">max",209.5,201,193,187,419.5,352,304,276,938.5,839,748,677.5,720,623,531,"<min",1319.5,1191.5,1063,955,1323.5,1157,989,852]
[null,null,null,null,null,null,null,null,58.299999999999599,">max",">max",">max",">max",239,226,206,190,453,387.5,333,277.5,968.5,896,787.5,"<min",743.5,692,606,482.5,1319,1236.5,1114,898.5,1320.5,1240.5,1098,877.5,null,58.299999999999599,">max",">max",">max",">max",210.5,202,194,188,422,353.5,305.5,277,942,842,750.5,680,722.5,625,532.5,"<min",1324,1196,1067,958.5,1328,1161,992.5,855]
[null,null,null,null,null,null,null,null,58.399999999999501,">max",">max",">max",">max",239,226.5,206,190.5,454.5,388,333.5,278,970,897,788.5,"<min",744.5,693,607,483,1320.5,1238,1115,899.5,1322.5,1242,1099.5,878.5,null,58.399999999999501,">max",">max",">max",">max",210.5,202,194.5,188.5,423,354.5,306,277.5,943,843,751.5,681,723,625.5,533.5,"<min",1326,1197,1068,960,1329.5,1162,993.5,856]
[null,null,null,null,null,null,null,null,58.799999999999102,">max",">max",">max",">max",240.5,228,207.5,192,458.5,391,335.5,279.5,974.5,901,792,642.5,748,696,609.5,485,1328,1244,1120.5,903.5,1329,1248,1104.5,882,null,58.799999999999102,">max",">max",">max",">max",212,203.5,195.5,189.5,426.5,357,308,279,947,847,755,684.5,726,628,535.5,"<min",1332.5,1203,1073,964.5,1335.5,1167,998,859.5]
[null,null,null,null,null,null,null,null,58.899999999998997,">max",">max",">max",">max",241,228.5,208,192,460,391.5,336,280,976,902,793,643,749,697,610.5,486,1329.5,1246,1122,904.5,1330.5,1249.5,1105.5,883,null,58.899999999998997,">max",">max",">max",">max",212,203.5,196,190,427.5,357.5,308.5,279.5,948.5,848,756,685,727,628.5,536,"<min",1334,1204,1074.5,966,1336.5,1168.5,999,860.5]
[null,null,null,null,null,null,null,null,59.199999999998703,">max",">max",">max",">max",242,229.5,209,193,463,393.5,338,281.5,979.5,905.5,795.5,645.5,752,699.5,612.5,487.5,1335,1250.5,1126,907.5,1335.5,1253.5,1109.5,886,null,59.199999999998703,">max",">max",">max",">max",213,204.5,197,190.5,430,359,310,281,951.5,851,758.5,687.5,729,630.5,538,"<min",1338.5,1208.5,1078.5,969.5,1341,1172,1002,863.5]
[null,null,null,null,null,null,null,null,59.399999999998499,">max",">max",">max",">max",243,230,209.5,193.5,465.5,395,339,282,981.5,907.5,797.5,647,753.5,701,613.5,488.5,1338.5,1253.5,1128.5,909.5,1338.5,1256.5,1112,888,null,59.399999999998499,">max",">max",">max",">max",213.5,205,197.5,191.5,432,360.5,311,281.5,953.5,853,760.5,689.5,730.5,632,539,"<min",1342,1211,1081,971.5,1344,1174.5,1004.5,865]
[null,null,null,null,null,null,null,null,59.699999999998198,">max",">max",">max",">max",244,231,210.5,194.5,469,397,340.5,283.5,985.5,911,800,649,756.5,703.5,615.5,490,1344,1258.5,1132.5,912.5,1343.5,1261,1115.5,890.5,null,59.699999999998198,">max",">max",">max",">max",214.5,206,198,192,435,362,313,283,957,856,763,692,733,634,540.5,"<min",1347,1215.5,1084.5,975.5,1348.5,1178,1007.5,868]
[null,null,null,null,null,null,null,null,59.7999999999981,">max",">max",">max",">max",244.5,231.5,211,195,470,398,341,284,986.5,912,801,650,757,704,616.5,490.5,1346,1260,1133.5,913.5,1345,1262.5,1117,891.5,null,59.7999999999981,">max",">max",">max",">max",215,206,198.5,192.5,435.5,363,313.5,283,958,856.5,764,692.5,733.5,634.5,541,"<min",1348.5,1217,1086,976.5,1349.5,1179.5,1008.5,869]
[null,null,null,null,null,null,null,null,60.199999999997701,">max",">max",">max",">max",246,233,212,196,475,400.5,343,285.5,991,916,804.5,653,761,707.5,619,492.5,1353,1266,1139,918,1351.5,1268.5,1122,895.5,null,60.199999999997701,">max",">max",">max",">max",216,207.5,199.5,193.5,439.5,365.5,315.5,285,962,860.5,768,696,737,637,543.5,"<min",1355,1222.5,1091,981,1355.5,1184.5,1013,872.5]
[null,null,null,null,null,null,null,null,60.299999999997603,">max",">max",">max",">max",246.5,233.5,212.5,196.5,476,401.5,343.5,286,992.5,917,805.5,653.5,761.5,708,619.5,493,1355,1267.5,1140,919,1353,1269.5,1123,896.5,null,60.299999999997603,">max",">max",">max",">max",216.5,207.5,200,194,440.5,366,316,285.5,963,861.5,768.5,697,737.5,638,544,"<min",1356.5,1224,1092,982.5,1356.5,1185.5,1014,873.5]
[null,null,null,null,null,null,null,null,60.599999999997301,">max",">max",">max",">max",247.5,234.5,213.5,197.5,479.5,403.5,345,287,996,920.5,808,656,764.5,710.5,621.5,494.5,1360.5,1272.5,1144,922,1358,1274,1127,899,null,60.599999999997301,">max",">max",">max",">max",217,208.5,201,195,443,367.5,317.5,286.5,966.5,864.5,771.5,699.5,740,639.5,545.5,"<min",1361.5,1228,1096,986,1361,1189,1017,876.5]
[null,null,null,null,null,null,null,null,60.799999999997198,">max",">max",">max",">max",248,235,214,198,482,405,346.5,288,998,922.5,809.5,657.5,766,712,623,495.5,1364,1275.5,1146.5,924,1361,1277,1129,901,null,60.799999999997198,">max",">max",">max",">max",218,209,201.5,195.5,445,369,318.5,287.5,968.5,866.5,773,701,741.5,641,547,"<min",1364.5,1230.5,1098.5,988.5,1363.5,1191.5,1019,878]
[null,null,null,null,null,null,null,null,61.099999999996903,">max",">max",">max",">max",249.5,236.5,215,199,486,407,348,289.5,1001.5,925.5,812.5,659.5,769,714.5,625,497.5,1369.5,1280,1150.5,927,1366,1281.5,1133,904,null,61.099999999996903,">max",">max",">max",">max",218.5,210,202.5,196,448,370.5,320,288.5,971.5,869.5,776,703.5,743.5,643,548.5,"<min",1369.5,1235,1102.5,992,1368,1195,1022.5,881]
[null,null,null,null,null,null,null,null,61.199999999996798,">max",">max",">max",">max",249.5,236.5,215.5,199.5,487,408,348.5,289.5,1003,926.5,813.5,660.5,770,715,625.5,498,1371,1281.5,1152,928,1367.5,1283,1134,905,null,61.199999999996798,">max",">max",">max",">max",219,210.5,202.5,196.5,449,371.5,321,289,972.5,870,777,704.5,744.5,643.5,549,"<min",1371,1236,1103.5,993,1369,1196.5,1023.5,882]
[null,null,null,null,null,null,null,null,61.499999999996497,">max",">max",">max",">max",">max",238,216.5,200.5,491,410,350,291,1006,930,816,662.5,772.5,717.5,627.5,499.5,1376.5,1286.5,1155.5,931,1372.5,1287,1138,907.5,null,61.499999999996497,">max",">max",">max",">max",220,211.5,203.5,197.5,452,373,322.5,290.5,976,873,779.5,707,746.5,645.5,551,480,1376,1240.5,1107.5,996.5,1373,1200,1026.5,884.5]
[null,null,null,null,null,null,null,null,61.799999999996203,">max",">max",">max",">max",">max",239,217.5,201.5,495,412.5,351.5,292.5,1009.5,933,818.5,665,775,720,629.5,501,1382,1291,1159.5,934,1377.5,1291.5,1141.5,910.5,null,61.799999999996203,">max",">max",">max",">max",221,212,204.5,198.5,455,375,324,291.5,979,876,782,709.5,749,647.5,552.5,481.5,1380.5,1244.5,1111,1000,1377.5,1203.5,1030,887.5]
[null,null,null,null,null,null,null,null,61.999999999996,">max",">max",">max",">max",">max",239.5,218,202,497.5,414,352.5,293,1012,935,820,666.5,777,721.5,631,502,1385.5,1294,1162,936,1380.5,1294.5,1144,912.5,null,61.999999999996,">max",">max",">max",">max",221.5,212.5,205,199,457,376,325,292.5,981,878,784,711,750.5,648.5,553.5,482.5,1384,1247,1113.5,1002.5,1380,1206,1032,889.5]
[null,null,null,null,null,null,null,null,62.099999999995902,">max",">max",">max",">max",">max",240,218.5,202,498.5,414.5,353,293.5,1013,936,821,667.5,778,722.5,631.5,502.5,1387.5,1295.5,1163.5,937,1382,1295.5,1145,913,null,62.099999999995902,">max",">max",">max",">max",221.5,213,205.5,199,458,377,325.5,293,982,879,785,712,751,649,554,483,1385.5,1248.5,1115,1003.5,1381.5,1207,1033,890]
[null,null,null,null,null,null,null,null,62.299999999995698,">max",">max",">max",">max",">max",241,219,203,501.5,416,354,294.5,1015.5,938,823,669,779.5,724,633,503.5,1391,1298.5,1166,939,1385.5,1298.5,1147.5,915,null,62.299999999995698,">max",">max",">max",">max",222.5,213.5,206,199.5,460.5,378,326.5,294,984,880.5,786.5,713.5,752.5,650.5,555,484,1388.5,1251.5,1117.5,1006,1384,1209.5,1035,892]
[null,null,null,null,null,null,null,null,62.599999999995397,">max",">max",">max",">max",">max",242,220,204,505.5,418.5,356,295.5,1018.5,941.5,825.5,671,782.5,726.5,635,505,1396.5,1303.5,1170,942,1390.5,1303,1151,918,null,62.599999999995397,">max",">max",">max",">max",223,214.5,206.5,200.5,464,380,328.5,295,987.5,883.5,789.5,716,755,652.5,557,485.5,1393.5,1255.5,1121,1009.5,1388,1213,1038,895]
[null,null,null,null,null,null,null,null,62.899999999995103,">max",">max",">max",">max",">max",243,221.5,204.5,509.5,420.5,357.5,297,1022,944.5,828,673.5,785,728.5,637,507,">max",1308,1173.5,945,1395,1307,1155,920.5,null,62.899999999995103,">max",">max",">max",">max",224,215.5,207.5,201.5,467.5,381.5,330,296.5,990.5,886.5,792,718.5,757,654,558.5,487,1398.5,1259.5,1124.5,1013,1392,1216.5,1041,897.5]
[null,null,null,null,null,null,null,null,63.0999999999949,">max",">max",">max",">max",">max",243.5,222,205.5,512,422,358.5,298,1024.5,946.5,830,675,787,730.5,638,508,">max",1311,1176,947,1398.5,1310,1157,922.5,null,63.0999999999949,">max",">max",">max",">max",224.5,216,208,202,470,383,331,297.5,992.5,888.5,794,720,758.5,655.5,559.5,488,">max",1262.5,1127,1015,1394.5,1219,1043.5,899.5]
[null,null,null,null,null,null,null,null,63.399999999994598,">max",">max",">max",">max",">max",245,223,206.5,516,424.5,360,299,1027.5,949.5,832.5,677,789.5,732.5,640,509.5,">max",1315.5,1180,950,">max",1314.5,1161,925.5,null,63.399999999994598,">max",">max",">max",">max",225.5,217,209,203,474,385,332.5,298.5,995.5,891,796.5,722.5,761,657,561.5,489,">max",1266.5,1131,1018.5,1398.5,1222.5,1046.5,902]
[null,null,null,null,null,null,null,null,63.4999999999945,">max",">max",">max",">max",">max",245,223.5,206.5,517.5,425.5,360.5,299.5,1029,950.5,833,678,790.5,733.5,641,510,">max",1317,1181,951,">max",1315.5,1162,926.5,null,63.4999999999945,">max",">max",">max",">max",226,217,209.5,203,475.5,385.5,333,299,996.5,892,797.5,723.5,761.5,658,562,489.5,">max",1267.5,1132,1020,1400,1224,1047.5,903]
[null,null,null,null,null,null,null,null,63.799999999994199,">max",">max",">max",">max",">max",246.5,224.5,207.5,521.5,427.5,362,301,1032,954,836,680,793,736,643,511.5,">max",1322,1185,954,">max",1320,1165.5,929,null,63.799999999994199,">max",">max",">max",">max",227,218,210,204,480,387.5,335,300.5,999.5,895,800,726,764,659.5,563.5,491,">max",1272,1136,1023,">max",1227.5,1050.5,906]
[null,null,null,null,null,null,null,null,63.899999999994101,">max",">max",">max",">max",">max",246.5,224.5,208,523,428.5,362.5,301.5,1033.5,955,836.5,681,794,736.5,643.5,512,">max",1323.5,1186.5,955,">max",1321.5,1167,930,null,63.899999999994101,">max",">max",">max",">max",227,218.5,210.5,204.5,481.5,388,335.5,301,1000.5,896,801,727,764.5,660.5,564,491.5,">max",1273,1137,1024.5,">max",1228.5,1051.5,906.5]
[null,null,null,null,null,null,null,null,64.299999999993702,">max",">max",">max",">max",">max",248,226,209,528.5,432,365,303,1037.5,959,840,684,797.5,740,646,514,">max",1329.5,1191.5,959,">max",1327,1171.5,933.5,null,64.299999999993702,">max",">max",">max",">max",228.5,219.5,211.5,205.5,488.5,390.5,337.5,302.5,1005,899.5,804.5,730,767.5,663,566.5,493.5,">max",1278.5,1142,1029,">max",1233,1055.5,910.5]
[null,null,null,null,null,null,null,null,64.399999999993597,">max",">max",">max",">max",">max",248.5,226.5,209.5,530,432.5,365.5,303.5,1039,960,841,684.5,798.5,740.5,646.5,514.5,">max",1331,1192.5,960,">max",1328.5,1173,934.5,null,64.399999999993597,">max",">max",">max",">max",228.5,220,212,205.5,490,391.5,338,303,1006,900.5,805.5,731,768.5,663.5,567,494,">max",1280,1143,1030,">max",1234.5,1056.5,911.5]
[null,null,null,null,null,null,null,null,64.699999999993295,">max",">max",">max",">max",">max",249.5,227.5,210.5,534.5,435,367,304.5,1042,963,843.5,687,801,743,648.5,516,">max",1335.5,1196.5,963,">max",1332.5,1176.5,937.5,null,64.699999999993295,">max",">max",">max",">max",229.5,220.5,213,206.5,496,393.5,340,304.5,1009,903.5,808,733.5,770.5,665,568.5,495.5,">max",1284,1147,1033.5,">max",1238,1059.5,914]
[null,null,null,null,null,null,null,null,64.899999999993099,">max",">max",">max",">max",">max",">max",228,211,537,437,368,305.5,1044.5,965,845,688.5,803,744.5,650,517,">max",1339,1199,965,">max",1335.5,1179,939.5,null,64.899999999993099,">max",">max",">max",">max",230,221,213.5,207,500,394.5,341,305.5,1011,905,809.5,735,772,666.5,569.5,496.5,">max",1286.5,1149.5,1036,">max",1240,1062,916]
[null,null,null,null,null,null,null,null,65.199999999992798,">max",">max",">max",">max",">max",">max",229,212,541.5,439.5,369.5,307,1047.5,968,847.5,690.5,805.5,747,652,519,">max",1343.5,1202.5,968,">max",1339.5,1182.5,942,null,65.199999999992798,">max",">max",">max",">max",231,222,214.5,208,506.5,396.5,342.5,307,1014,908,812.5,737.5,774.5,668,571.5,498,">max",1290.5,1153,1039.5,">max",1243.5,1065,918.5]
[null,null,null,null,null,null,null,null,65.299999999992707,">max",">max",">max",">max",">max",">max",229.5,212.5,543,440,370,307.5,1048.5,969,848.5,691.5,806.5,747.5,652.5,519.5,">max",1345,1203.5,969,">max",1341,1183.5,943,null,65.299999999992707,">max",">max",">max",">max",231.5,222.5,214.5,208.5,509,397.5,343,307.5,1015,909,813,738.5,775,669,572,498.5,">max",1292,1154,1040.5,">max",1245,1066,919.5]
[null,null,null,null,null,null,null,null,65.499999999992596,">max",">max",">max",">max",">max",">max",230,213,545.5,442,371,308,1051,971.5,850,693,808,749.5,653.5,520.5,">max",1348,1206,971,">max",1344,1186,945,null,65.499999999992596,">max",">max",">max",">max",232,223,215,209,513.5,398.5,344,308,1017,911,815,740,776.5,670,573,499.5,">max",1295,1156.5,1043,">max",1247,1068,921.5]
[null,null,null,null,null,null,null,null,65.799999999992295,">max",">max",">max",">max",">max",">max",231,214,550,444.5,373,309.5,1054,974.5,853,695.5,811,751.5,655.5,522,">max",1352.5,1210,974,">max",1348,1189.5,947.5,null,65.799999999992295,">max",">max",">max",">max",232.5,224,216,209.5,521,400.5,345.5,309.5,1020,913.5,817.5,742.5,778.5,672,574.5,501,">max",1299,1160.5,1046,">max",1250.5,1071,924]
[null,null,null,null,null,null,null,null,66.099999999991994,">max",">max",">max",">max",">max",">max",232,215,">max",447.5,374.5,311,1057.5,977.5,855.5,697.5,813.5,754,657.5,523.5,">max",1357,1213.5,977,">max",1352.5,1193,950.5,null,66.099999999991994,">max",">max",">max",">max",233.5,224.5,217,210.5,528.5,403,347.5,311,1023,916.5,820,745,781,673.5,576.5,502.5,">max",1303,1164,1049.5,">max",1254,1074,927]
[null,null,null,null,null,null,null,null,66.299999999991797,">max",">max",">max",">max",">max",">max",233,215.5,">max",449,375.5,311.5,1059.5,979.5,857,699,815,755.5,659,524.5,">max",1360,1216,979,">max",1355,1195.5,952.5,null,66.299999999991797,">max",">max",">max",">max",234,225.5,217.5,211,534,404,348.5,312,1025.5,918,822,746.5,782.5,675,577.5,503.5,">max",1305.5,1166.5,1052,">max",1256.5,1076,928.5]
[null,null,null,null,null,null,null,null,66.599999999991496,">max",">max",">max",">max",">max",">max",234,216.5,">max",452,377,313,1062.5,982.5,859.5,701.5,818,758,660.5,526,">max",1365,1219.5,982,">max",1359.5,1199,955,null,66.599999999991496,">max",">max",">max",">max",235,226,218.5,212,542,406.5,350,313.5,1028.5,921,824.5,749,784.5,676.5,579,505,">max",1309.5,1170,1055.5,">max",1260,1079,931.5]
[null,null,null,null,null,null,null,null,66.699999999991405,">max",">max",">max",">max",">max",">max",234.5,216.5,">max",453,377.5,313.5,1064,983.5,860.5,702,818.5,758.5,661.5,526.5,">max",1366.5,1221,983,">max",1361,1200,956,null,66.699999999991405,">max",">max",">max",">max",235.5,226.5,218.5,212.5,544.5,407,350.5,314,1029.5,922,825.5,750,785.5,677.5,579.5,505.5,">max",1311,1171,1056.5,">max",1261,1080,932.5]
[null,null,null,null,null,null,null,null,66.999999999991104,">max",">max",">max",">max",">max",">max",235.5,217.5,">max",455.5,379.5,314.5,1067,986.5,863,704.5,821.5,761,663,528,">max",1371,1224.5,986,">max",1365,1203.5,959,null,66.999999999991104,">max",">max",">max",">max",236.5,227.5,219.5,213,">max",409,352,315.5,1032.5,924.5,828,752.5,787.5,679,581,506.5,">max",1315,1175,1060,">max",1264.5,1083,935]
[null,null,null,null,null,null,null,null,67.299999999990803,">max",">max",">max",">max",">max",">max",236.5,218.5,">max",458.5,381,316,1070.5,989.5,865.5,706.5,824,763.5,665,530,">max",1375.5,1228,989,">max",1369,1207,961.5,null,67.299999999990803,">max",">max",">max",">max",237,228,220.5,214,">max",411.5,353.5,316.5,1035.5,927.5,830.5,754.5,790,681,583,508,">max",1319,1178.5,1063,">max",1268,1086,937.5]
[null,null,null,null,null,null,null,null,67.499999999990607,">max",">max",">max",">max",">max",">max",237,219.5,">max",460.5,382,317,1072.5,991.5,867,708,826,765,666.5,531,">max",1378.5,1230.5,991,">max",1372,1209.5,963.5,null,67.499999999990607,">max",">max",">max",">max",238,229,221,214.5,">max",413,355,317.5,1037.5,929,832.5,756.5,791.5,682,584,509,">max",1321.5,1181,1065.5,">max",1270,1088,939.5]
[null,null,null,null,null,null,null,null,67.599999999990501,">max",">max",">max",">max",">max",">max",237.5,219.5,">max",461.5,382.5,317.5,1073.5,992.5,868,709,826.5,766,667,531.5,">max",1380,1232,992,">max",1373.5,1210.5,964.5,null,67.599999999990501,">max",">max",">max",">max",238,229,221.5,215,">max",413.5,355.5,318,1038.5,930,833.5,757,792,682.5,584.5,509.5,">max",1323,1182,1066.5,">max",1271.5,1089,940.5]
[null,null,null,null,null,null,null,null,67.799999999990305,">max",">max",">max",">max",">max",">max",238,220,">max",463.5,383.5,318,1075.5,994.5,869.5,710.5,828.5,767.5,668.5,532.5,">max",1383,1234.5,994,">max",1376,1213,966,null,67.799999999990305,">max",">max",">max",">max",238.5,229.5,222,215.5,">max",415,356.5,319,1040.5,932,835,759,793.5,684,585.5,510.5,">max",1325.5,1184.5,1069,">max",1273.5,1091,942]
[null,null,null,null,null,null,null,null,68.099999999990004,">max",">max",">max",">max",">max",">max",239,221,">max",466.5,385.5,319.5,1079,997.5,872,712.5,831,769.5,670,534,">max",1388,1238,997,">max",1380.5,1216.5,969,null,68.099999999990004,">max",">max",">max",">max",239.5,230.5,222.5,216.5,">max",417,358,320.5,1043.5,934.5,837.5,761.5,796,685.5,587,512,">max",1329.5,1188,1072.5,">max",1277,1094,945]
[null,null,null,null,null,null,null,null,68.399999999989703,">max",">max",">max",">max",">max",">max",240,222,">max",470,387,321,1082,1000.5,874.5,715,834,772,672,535.5,">max",1392.5,1241.5,1000,">max",1384.5,1220,971.5,null,68.399999999989703,">max",">max",">max",">max",240.5,231.5,223.5,217,">max",419.5,359.5,322,1046.5,937.5,840,763.5,798,687.5,589,513.5,">max",1333.5,1191.5,1075.5,">max",1280.5,1097,947.5]
[null,null,null,null,null,null,null,null,68.499999999989598,">max",">max",">max",">max",">max",">max",240.5,222.5,">max",471,387.5,321,1083,1001.5,875,715.5,834.5,773,672.5,536,">max",1394,1242.5,1001,">max",1386,1221,972.5,null,68.499999999989598,">max",">max",">max",">max",241,231.5,224,217.5,">max",420,360,322.5,1047.5,938.5,841,764.5,799,688,589.5,514,">max",1335,1193,1076.5,">max",1281.5,1098,948.5]
[null,null,null,null,null,null,null,null,68.899999999989205,">max",">max",">max",">max",">max",">max",242,223.5,">max",475.5,390,323,1087.5,1005.5,878.5,718.5,838,776,675,538,">max",1400,1247.5,1005,">max",1391.5,1225.5,976,null,68.899999999989205,">max",">max",">max",">max",242,233,225,218.5,">max",423,362,324.5,1051.5,942,844.5,768,801.5,690.5,591.5,516,">max",1340.5,1197.5,1081,">max",1286,1101.5,952]
[null,null,null,null,null,null,null,null,68.9999999999891,">max",">max",">max",">max",">max",">max",242.5,224,">max",477,390.5,323.5,1088.5,1006.5,879.5,719.5,839,776.5,676,538.5,">max",">max",1248.5,1006,">max",1393,1226.5,977,null,68.9999999999891,">max",">max",">max",">max",242.5,233,225.5,219,">max",424,362.5,325,1052.5,943,845.5,768.5,802.5,691,592,516.5,">max",1341.5,1199,1082.5,">max",1287,1102.5,953]
[null,null,null,null,null,null,null,null,69.299999999988799,">max",">max",">max",">max",">max",">max",243.5,225,">max",480.5,392,324.5,1091.5,1009.5,882,721.5,">max",779,677.5,540,">max",">max",1252.5,1009,">max",1397,1230,980,null,69.299999999988799,">max",">max",">max",">max",243,234,226,219.5,">max",426,364,326.5,1055.5,945.5,848,771,804.5,692.5,593.5,518,">max",1345.5,1202.5,1085.5,">max",1290.5,1105.5,955.5]
[null,null,null,null,null,null,null,null,69.399999999988694,">max",">max",">max",">max",">max",">max",243.5,225.5,">max",481.5,392.5,325,1092.5,1010.5,882.5,722.5,">max",780,678,540.5,">max",">max",1253.5,1010,">max",1398.5,1231.5,981,null,69.399999999988694,">max",">max",">max",">max",243.5,234.5,226.5,220,">max",427,364.5,327,1056.5,946.5,848.5,772,805.5,693.5,594,518.5,">max",1347,1203.5,1087,">max",1291.5,1106.5,956.5]
[null,null,null,null,null,null,null,null,69.799999999988302,">max",">max",">max",">max",">max",">max",245,226.5,">max",487,395,327,1097,1014.5,886,725.5,">max",783,680.5,543,">max",">max",1258.5,1014,">max",">max",1236,984.5,null,69.799999999988302,">max",">max",">max",">max",244.5,235.5,227.5,221,">max",430,367,328.5,1060.5,950,852,775,808.5,695.5,596.5,520.5,">max",1352.5,1208.5,1091.5,">max",1296,1110.5,960]
[null,null,null,null,null,null,null,null,69.899999999988196,">max",">max",">max",">max",">max",">max",245.5,227,">max",488.5,395.5,327.5,1098,1015.5,886.5,726.5,">max",784,681.5,543.5,">max",">max",1259.5,1015,">max",">max",1237,985.5,null,69.899999999988196,">max",">max",">max",">max",245,236,228,221.5,">max",430.5,367.5,329,1061.5,951,853,776,809,696,597,520.5,">max",1353.5,1209.5,1092.5,">max",1297.5,1111.5,961]
[null,null,null,null,null,null,null,null,70.199999999987895,">max",">max",">max",">max",">max",">max",246.5,228,">max",492.5,397,328.5,1101,1018.5,889,728.5,">max",786,683,545,">max",">max",1263,1017.5,">max",">max",1240.5,988,null,70.199999999987895,">max",">max",">max",">max",246,236.5,228.5,222,">max",433,369,330.5,1064.5,953.5,855.5,778.5,811.5,698,598.5,522,">max",1357.5,1213,1095.5,">max",1300.5,1114.5,964]
[null,null,null,null,null,null,null,null,70.499999999987594,">max",">max",">max",">max",">max",">max",247.5,229,">max",497,399,330,1104,1021.5,891.5,731,">max",788.5,685,546.5,">max",">max",1266.5,1020.5,">max",">max",1244,991,null,70.499999999987594,">max",">max",">max",">max",246.5,237.5,229.5,223,">max",435,370.5,332,1067.5,956.5,858,780.5,813.5,699.5,600,523.5,">max",1361.5,1216.5,1099,">max",1304,1117.5,966.5]
[null,null,null,null,null,null,null,null,70.699999999987497,">max",">max",">max",">max",">max",">max",248,229.5,">max",500,400,331,1106.5,1023.5,893,732.5,">max",790,686,547.5,">max",">max",1269,1022.5,">max",">max",1246,992.5,null,70.699999999987497,">max",">max",">max",">max",247.5,238,230,223.5,">max",436.5,371.5,333,1069.5,958,860,782.5,815,701,601,524.5,">max",1364,1219,1101.5,">max",1306.5,1119.5,968]
[null,null,null,null,null,null,null,null,70.799999999987406,">max",">max",">max",">max",">max",">max",248.5,230,">max",501.5,400.5,331,1107.5,1024.5,894,733,">max",791,687,548,">max",">max",1270,1023.5,">max",">max",1247.5,993.5,null,70.799999999987406,">max",">max",">max",">max",247.5,238.5,230.5,224,">max",437.5,372,333.5,1070.5,959,860.5,783,815.5,701.5,601.5,525,">max",1365.5,1220,1102.5,">max",1307.5,1120.5,969]
[null,null,null,null,null,null,null,null,70.999999999987196,">max",">max",">max",">max",">max",">max",249.5,230.5,">max",505,401.5,332,1109.5,1026.5,895.5,734.5,">max",792.5,688,549,">max",">max",1272.5,1025.5,">max",">max",1249.5,995.5,null,70.999999999987196,">max",">max",">max",">max",248,239,231,224.5,">max",439,373,334.5,1072.5,961,862.5,785,817,702.5,602.5,526,">max",1368,1222.5,1104.5,">max",1309.5,1122,971]
[null,null,null,null,null,null,null,null,71.299999999986895,">max",">max",">max",">max",">max",">max",">max",231.5,">max",509.5,403.5,333.5,1112.5,1029.5,898,737,">max",794.5,690,550.5,">max",">max",1276,1028.5,">max",">max",1253,998,null,71.299999999986895,">max",">max",">max",">max",249,240,232,225.5,">max",441,374.5,336,1075.5,963.5,865,787,819.5,704.5,604,527.5,">max",1372,1226,1108,">max",1313,1125,973.5]
[null,null,null,null,null,null,null,null,71.599999999986593,">max",">max",">max",">max",">max",">max",">max",232.5,">max",515,405,334.5,1116,1032.5,900.5,739,">max",797,691.5,552,">max",">max",1279.5,1031.5,">max",">max",1256.5,1001,null,71.599999999986593,">max",">max",">max",">max",250,240.5,232.5,226,">max",443.5,376.5,337.5,1078.5,966.5,867.5,789.5,821.5,706,606,529,">max",1376,1229.5,1111.5,">max",1316.5,1128,976]
[null,null,null,null,null,null,null,null,71.699999999986503,">max",">max",">max",">max",">max",">max",">max",232.5,">max",516.5,406,335,1117,1033.5,901.5,740,">max",798,692.5,552.5,">max",">max",1280.5,1032.5,">max",">max",1257.5,1002,null,71.699999999986503,">max",">max",">max",">max",">max",241,233,226.5,">max",444,377,338,1079.5,967,868.5,790.5,822.5,706.5,606.5,529.5,">max",1377.5,1231,1112.5,">max",1317.5,1129,977]
[null,null,null,null,null,null,null,null,71.999999999986201,">max",">max",">max",">max",">max",">max",">max",233.5,">max",522,407.5,336.5,1120,1036.5,904,742,">max",800,694,554,">max",">max",1284,1035.5,">max",">max",1261,1004.5,null,71.999999999986201,">max",">max",">max",">max",">max",242,234,227.5,">max",446.5,378.5,339.5,1082.5,970,871,793,824.5,708.5,608,531,">max",1381.5,1234.5,1115.5,">max",1321,1132,980]
[null,null,null,null,null,null,null,null,72.199999999986005,">max",">max",">max",">max",">max",">max",">max",234.5,">max",525.5,409,337.5,">max",1038.5,905.5,743.5,">max",802,695.5,555.5,">max",">max",1286.5,1037.5,">max",">max",1263,1006.5,null,72.199999999986005,">max",">max",">max",">max",">max",242.5,234.5,228,">max",448,379.5,340.5,1084.5,971.5,872.5,794.5,826,709.5,609,532,">max",1384,1236.5,1118,">max",1323,1133.5,981.5]
[null,null,null,null,null,null,null,null,72.499999999985704,">max",">max",">max",">max",">max",">max",">max",235.5,">max",531,410.5,338.5,">max",1041.5,908,746,">max",804,697,557,">max",">max",1290,1040,">max",">max",1266.5,1009,null,72.499999999985704,">max",">max",">max",">max",">max",243.5,235.5,228.5,">max",450,381,342,1087.5,974.5,875,797,828,711.5,610.5,533.5,">max",1388,1240,1121,">max",1326.5,1136.5,984]
[null,null,null,null,null,null,null,null,72.799999999985403,">max",">max",">max",">max",">max",">max",">max",236.5,">max",536.5,412.5,340,">max",1044.5,910,748,">max",806.5,699,558.5,">max",">max",1293.5,1043,">max",">max",1270,1012,null,72.799999999985403,">max",">max",">max",">max",">max",244,236,229.5,">max",452,382.5,343.5,1090.5,977,877.5,799,830.5,713,612,534.5,">max",1392,1243.5,1124.5,">max",1329.5,1139.5,987]
[null,null,null,null,null,null,null,null,72.999999999985207,">max",">max",">max",">max",">max",">max",">max",237,">max",540.5,413.5,341,">max",1046.5,912,749.5,">max",808,700,559.5,">max",">max",1296,1045,">max",">max",1272,1013.5,null,72.999999999985207,">max",">max",">max",">max",">max",245,236.5,230,">max",453.5,384,344,1092.5,979,879,801,832,714,613,535.5,">max",1394.5,1246,1126.5,">max",1332,1141.5,988.5]
[null,null,null,null,null,null,null,null,73.099999999985101,">max",">max",">max",">max",">max",">max",">max",237.5,">max",542.5,414,341.5,">max",1047.5,912.5,750.5,">max",809,701,560,">max",">max",1297,1046,">max",">max",1273.5,1014.5,null,73.099999999985101,">max",">max",">max",">max",">max",245,237,230.5,">max",454.5,384.5,344.5,1093.5,979.5,880,801.5,832.5,715,613.5,536,">max",1396,1247,1127.5,">max",1333,1142.5,989.5]
[null,null,null,null,null,null,null,null,73.3999999999848,">max",">max",">max",">max",">max",">max",">max",238,">max",548,416,342.5,">max",1050.5,915,752.5,">max",811,702.5,561.5,">max",">max",1300.5,1049,">max",">max",1276.5,1017,null,73.3999999999848,">max",">max",">max",">max",">max",246,238,231,">max",456.5,386,346,1096.5,982.5,882.5,804,835,716.5,615,537.5,">max",1400,1250.5,1131,">max",1336.5,1145,992]
[null,null,null,null,null,null,null,null,73.599999999984604,">max",">max",">max",">max",">max",">max",">max",239,">max",">max",417,343.5,">max",1052.5,916.5,754,">max",812.5,704,562.5,">max",">max",1303,1051,">max",">max",1279,1019,null,73.599999999984604,">max",">max",">max",">max",">max",246.5,238.5,231.5,">max",458,387,347,1098,984,884,805.5,836.5,717.5,616.5,538.5,">max",">max",1253,1133,">max",1338.5,1147,994]
[null,null,null,null,null,null,null,null,73.899999999984303,">max",">max",">max",">max",">max",">max",">max",240,">max",">max",419,345,">max",1055.5,919,756.5,">max",815,705.5,564,">max",">max",1306.5,1054,">max",">max",1282.5,1021.5,null,73.899999999984303,">max",">max",">max",">max",">max",247.5,239.5,232.5,">max",460.5,388.5,348.5,1101,986.5,886.5,808,838.5,719.5,618,540,">max",">max",1256.5,1136.5,">max",1342,1150,996.5]
[null,null,null,null,null,null,null,null,73.999999999984198,">max",">max",">max",">max",">max",">max",">max",240,">max",">max",419.5,345,">max",1056.5,920,757,">max",816,706.5,564.5,">max",">max",1307.5,1055,">max",">max",1283.5,1022.5,null,73.999999999984198,">max",">max",">max",">max",">max",247.5,239.5,233,">max",461.5,389,349,1102,987.5,887.5,808.5,839.5,720,618.5,540.5,">max",">max",1257.5,1137.5,">max",1343,1151,997.5]
[null,null,null,null,null,null,null,null,74.399999999983805,">max",">max",">max",">max",">max",">max",">max",241.5,">max",">max",422,347,">max",1060.5,923,760,">max",819,708.5,566.5,">max",">max",1312,1058.5,">max",">max",1288,1026,null,74.399999999983805,">max",">max",">max",">max",">max",249,240.5,234,">max",465.5,391.5,351,1106,991,891,812,">max",722.5,620.5,542.5,">max",">max",1262.5,1142,">max",1347.5,1154.5,1001]
[null,null,null,null,null,null,null,null,74.4999999999837,">max",">max",">max",">max",">max",">max",">max",242,">max",">max",422.5,347.5,">max",1061.5,924,761,">max",819.5,709.5,567,">max",">max",1313.5,1059.5,">max",">max",1289,1027,null,74.4999999999837,">max",">max",">max",">max",">max",249,241,234.5,">max",466,392,351.5,1107,992,891.5,812.5,">max",723,621,543,">max",">max",1263.5,1143,">max",1348.5,1155.5,1001.5]
[null,null,null,null,null,null,null,null,74.799999999983399,">max",">max",">max",">max",">max",">max",">max",243,">max",">max",424.5,348.5,">max",1064,926,763,">max",822,711,568.5,">max",">max",1317,1062.5,">max",">max",1292.5,1030,null,74.799999999983399,">max",">max",">max",">max",">max",250,242,235,">max",469.5,393.5,353,1110,994.5,894,815,">max",724.5,622.5,544.5,">max",">max",1267,1146.5,">max",1351.5,1158.5,1004.5]
[null,null,null,null,null,null,null,null,74.899999999983294,">max",">max",">max",">max",">max",">max",">max",243,">max",">max",425,349,">max",1065,927,764,">max",823,711.5,569,">max",">max",1318,1063.5,">max",">max",1293.5,1030.5,null,74.899999999983294,">max",">max",">max",">max",">max",">max",242,235.5,">max",470.5,394.5,353.5,1111,995.5,895,816,">max",725,623,545,">max",">max",1268,1147.5,">max",1353,1159.5,1005]
[null,null,null,null,null,null,null,null,75.199999999983007,">max",">max",">max",">max",">max",">max",">max",244,">max",">max",427,350.5,">max",1068,929.5,766,">max",825,713.5,571,">max",">max",1321.5,1066.5,">max",">max",1297,1033.5,null,75.199999999983007,">max",">max",">max",">max",">max",">max",243,236,">max",474,396,355,1114,998,897.5,818,">max",727,624.5,546,">max",">max",1271.5,1150.5,">max",1356,1162,1008]
[null,null,null,null,null,null,null,null,75.399999999982796,">max",">max",">max",">max",">max",">max",">max",245,">max",">max",428,351.5,">max",1070,931,767.5,">max",826.5,714.5,572,">max",">max",1323.5,1068.5,">max",">max",1299,1035,null,75.399999999982796,">max",">max",">max",">max",">max",">max",243.5,237,">max",476.5,397,355.5,1116,1000,899,820,">max",728,625.5,547,">max",">max",1274,1153,">max",1358.5,1164,1009.5]
[null,null,null,null,null,null,null,null,75.699999999982495,">max",">max",">max",">max",">max",">max",">max",246,">max",">max",430,352.5,">max",1073,933.5,770,">max",829,716.5,573.5,">max",">max",1327,1071,">max",">max",1302.5,1038,null,75.699999999982495,">max",">max",">max",">max",">max",">max",244.5,237.5,">max",481,399,357,1119,1002.5,901.5,822,">max",729.5,627,548.5,">max",">max",1277.5,1156,">max",1361.5,1167,1012]
[null,null,null,null,null,null,null,null,75.999999999982293,">max",">max",">max",">max",">max",">max",">max",246.5,">max",">max",431.5,354,">max",1076,935.5,772,">max",831.5,718,575,">max",">max",1330.5,1074,">max",">max",1305.5,1040.5,null,75.999999999982293,">max",">max",">max",">max",">max",">max",245,238.5,">max",485.5,400.5,358.5,">max",1005,904,824.5,">max",731.5,628.5,550,">max",">max",1281,1159.5,">max",1365,1169.5,1015]
[null,null,null,null,null,null,null,null,76.199999999982097,">max",">max",">max",">max",">max",">max",">max",247.5,">max",">max",433,355,">max",1078,937,773.5,">max",833,719.5,576,">max",">max",1333,1076,">max",">max",1308,1042.5,null,76.199999999982097,">max",">max",">max",">max",">max",">max",246,239,">max",488.5,402,359.5,">max",1007,906,826,">max",732.5,629.5,551,">max",">max",1283.5,1161.5,">max",1367,1171.5,1016.5]
[null,null,null,null,null,null,null,null,76.299999999982006,">max",">max",">max",">max",">max",">max",">max",247.5,">max",">max",433.5,355,">max",1079,938,774.5,">max",834,720,576.5,">max",">max",1334,1077,">max",">max",1309,1043,null,76.299999999982006,">max",">max",">max",">max",">max",">max",246,239.5,">max",490.5,402.5,360,">max",1008,906.5,827,">max",733,630,551.5,">max",">max",1284.5,1162.5,">max",1368,1172.5,1017.5]
[null,null,null,null,null,null,null,null,76.499999999981796,">max",">max",">max",">max",">max",">max",">max",248.5,">max",">max",434.5,356,">max",1081,939.5,776,">max",835.5,721,577.5,">max",">max",1336.5,1079,">max",">max",1311,1045,null,76.499999999981796,">max",">max",">max",">max",">max",">max",246.5,240,">max",494,403.5,361,">max",1009.5,908,828.5,">max",734.5,631,552.5,">max",">max",1286.5,1164.5,">max",1370.5,1174,1019]
[null,null,null,null,null,null,null,null,76.799999999981495,">max",">max",">max",">max",">max",">max",">max",249.5,">max",">max",436.5,357.5,">max",1084,942,778,">max",837.5,723,579,">max",">max",1339.5,1082,">max",">max",1314.5,1047.5,null,76.799999999981495,">max",">max",">max",">max",">max",">max",247.5,240.5,">max",500,405.5,362.5,">max",1012.5,910.5,831,">max",736,632.5,554,">max",">max",1290,1168,">max",1373.5,1177,1021.5]
[null,null,null,null,null,null,null,null,77.099999999981193,">max",">max",">max",">max",">max",">max",">max",">max",">max",">max",438.5,358.5,">max",1087,944.5,780.5,">max",840,724.5,580.5,">max",">max",1343,1084.5,">max",">max",1318,1050.5,null,77.099999999981193,">max",">max",">max",">max",">max",">max",248.5,241.5,">max",506.5,407,363.5,">max",1015,913,833,">max",737.5,634,555,">max",">max",1293.5,1171,">max",1377,1180,1024]
[null,null,null,null,null,null,null,null,77.199999999981102,">max",">max",">max",">max",">max",">max",">max",">max",">max",">max",439,359,">max",1088,945,781,">max",">max",725.5,581,">max",">max",1344.5,1085.5,">max",">max",1319,1051.5,null,77.199999999981102,">max",">max",">max",">max",">max",">max",248.5,242,">max",509,407.5,364,">max",1016,914,834,">max",738.5,634.5,555.5,">max",">max",1295,1172,">max",1378,1180.5,1025]
[null,null,null,null,null,null,null,null,77.499999999980801,">max",">max",">max",">max",">max",">max",">max",">max",">max",">max",441,360.5,">max",1090.5,947.5,783.5,">max",">max",727,582.5,">max",">max",1347.5,1088.5,">max",">max",1322.5,1054,null,77.499999999980801,">max",">max",">max",">max",">max",">max",249.5,242.5,">max",516,409.5,365.5,">max",1018.5,916.5,836.5,">max",740,636,557,">max",">max",1298.5,1175.5,">max",1381.5,1183.5,1027.5]
[null,null,null,null,null,null,null,null,77.699999999980605,">max",">max",">max",">max",">max",">max",">max",">max",">max",">max",442,361.5,">max",1092.5,949,785,">max",">max",728.5,583.5,">max",">max",1350,1090.5,">max",">max",1324.5,1055.5,null,77.699999999980605,">max",">max",">max",">max",">max",">max",250,243.5,">max",521,410.5,366.5,">max",1020,918,838,">max",741,637.5,558,">max",">max",1300.5,1177.5,">max",1383.5,1185.5,1029.5]
[null,null,null,null,null,null,null,null,77.999999999980304,">max",">max",">max",">max",">max",">max",">max",">max",">max",">max",444,362.5,">max",1095.5,951.5,787.5,">max",">max",730,585,">max",">max",1353.5,1093.5,">max",">max",1328,1058.5,null,77.999999999980304,">max",">max",">max",">max",">max",">max",">max",244,">max",528.5,412.5,368,">max",1022.5,920.5,840,">max",743,639,559.5,">max",">max",1304,1181,">max",1387,1188,1032]
[null,null,null,null,null,null,null,null,78.099999999980199,">max",">max",">max",">max",">max",">max",">max",">max",">max",">max",444.5,363,">max",1096.5,952,788,">max",">max",730.5,585.5,">max",">max",1354.5,1094.5,">max",">max",1329,1059.5,null,78.099999999980199,">max",">max",">max",">max",">max",">max",">max",244.5,">max",531,413,368.5,">max",1023.5,921.5,841,">max",743.5,639.5,560,">max",">max",1305,1182,">max",1388,1189,1033]
[null,null,null,null,null,null,null,null,78.499999999979806,">max",">max",">max",">max",">max",">max",">max",">max",">max",">max",447,365,">max",1100.5,955.5,791,">max",">max",733,588,">max",">max",1359,1098,">max",">max",1333.5,1063,null,78.499999999979806,">max",">max",">max",">max",">max",">max",">max",245.5,">max",542,415.5,370,">max",1027,924.5,844,">max",745.5,641.5,562,">max",">max",1310,1186,">max",1392.5,1192.5,1036]
[null,null,null,null,null,null,null,null,78.599999999979701,">max",">max",">max",">max",">max",">max",">max",">max",">max",">max",447.5,365.5,">max",1101.5,956,792,">max",">max",733.5,588.5,">max",">max",1360.5,1099,">max",">max",1334.5,1063.5,null,78.599999999979701,">max",">max",">max",">max",">max",">max",">max",246,">max",544.5,416.5,370.5,">max",1028,925.5,845,">max",746,642,562.5,">max",">max",1311,1187,">max",1393.5,1193.5,1037]
[null,null,null,null,null,null,null,null,78.8999999999794,">max",">max",">max",">max",">max",">max",">max",">max",">max",">max",449.5,366.5,">max",1104.5,958.5,794,">max",">max",735.5,590,">max",">max",1363.5,1102,">max",">max",1337.5,1066.5,null,78.8999999999794,">max",">max",">max",">max",">max",">max",">max",246.5,">max",">max",418,372,">max",1030.5,928,847,">max",748,643.5,564,">max",">max",1314.5,1190.5,">max",1396.5,1196.5,1039.5]
[null,null,null,null,null,null,null,null,79.099999999979204,">max",">max",">max",">max",">max",">max",">max",">max",">max",">max",450.5,367.5,">max",1106.5,960,795.5,">max",">max",736.5,591,">max",">max",1366,1104,">max",">max",1340,1068,null,79.099999999979204,">max",">max",">max",">max",">max",">max",">max",247,">max",">max",419.5,373,">max",1032.5,929.5,848.5,">max",749,644.5,564.5,">max",">max",1316.5,1192.5,">max",1399,1198,1041.5]
[null,null,null,null,null,null,null,null,79.399999999978903,">max",">max",">max",">max",">max",">max",">max",">max",">max",">max",452.5,369,">max",1109.5,962.5,798,">max",">max",738.5,592.5,">max",">max",1369.5,1106.5,">max",">max",1343,1071,null,79.399999999978903,">max",">max",">max",">max",">max",">max",">max",248,">max",">max",421.5,374.5,">max",1035,932,851,">max",751,646,566,">max",">max",1320,1195.5,">max",">max",1201,1044]
[null,null,null,null,null,null,null,null,79.499999999978797,">max",">max",">max",">max",">max",">max",">max",">max",">max",">max",453,369,">max",1110,963,798.5,">max",">max",739,593,">max",">max",1370.5,1107.5,">max",">max",1344.5,1071.5,null,79.499999999978797,">max",">max",">max",">max",">max",">max",">max",248.5,">max",">max",422,375,">max",1036,932.5,852,">max",751.5,646.5,566.5,">max",">max",1321.5,1197,">max",">max",1202,1044.5]
[null,null,null,null,null,null,null,null,79.899999999978405,">max",">max",">max",">max",">max",">max",">max",">max",">max",">max",455.5,371,">max",1114,966,801.5,">max",">max",741,595,">max",">max",1375,1111.5,">max",">max",1348.5,1075,null,79.899999999978405,">max",">max",">max",">max",">max",">max",">max",249.5,">max",">max",424.5,377,">max",1039,936,855,">max",753.5,648.5,568.5,">max",">max",1326,1201,">max",">max",1205.5,1048]
[null,null,null,null,null,null,null,null,79.9999999999783,">max",">max",">max",">max",">max",">max",">max",">max",">max",">max",456,371.5,">max",1115,967,802,">max",">max",742,595.5,">max",">max",1376,1112.5,">max",">max",1350,1076,null,79.9999999999783,">max",">max",">max",">max",">max",">max",">max",249.5,">max",">max",425,377.5,">max",1040,936.5,855.5,">max",754,649,569,">max",">max",1327,1202,">max",">max",1206.5,1049]
[null,null,null,null,null,null,null,null,80.299999999977999,">max",">max",">max",">max",">max",">max",">max",">max",">max",">max",458,372.5,">max",1118,969.5,804.5,">max",">max",743.5,597,">max",">max",1379.5,1115.5,">max",">max",1353,1078.5,null,80.299999999977999,">max",">max",">max",">max",">max",">max",">max",">max",">max",">max",427,378.5,">max",1042.5,939,858,">max",756,650.5,570.5,">max",">max",1330.5,1205.5,">max",">max",1209,1051.5]
[null,null,null,null,null,null,null,null,80.399999999977894,">max",">max",">max",">max",">max",">max",">max",">max",">max",">max",458.5,373,">max",1119,970,805,">max",">max",744,597.5,">max",">max",1380.5,1116.5,">max",">max",1354,1079.5,null,80.399999999977894,">max",">max",">max",">max",">max",">max",">max",">max",">max",">max",427.5,379,">max",1043.5,940,858.5,">max",756.5,651,571,">max",">max",1331.5,1206.5,">max",">max",1210,1052]
[null,null,null,null,null,null,null,null,80.699999999977607,">max",">max",">max",">max",">max",">max",">max",">max",">max",">max",460.5,374.5,">max",">max",972.5,807.5,">max",">max",746,599,">max",">max",1384,1119,">max",">max",1357.5,1082.5,null,80.699999999977607,">max",">max",">max",">max",">max",">max",">max",">max",">max",">max",429.5,380.5,">max",1046,942.5,861,">max",758,652.5,572,">max",">max",1335,1209.5,">max",">max",1212.5,1055]
[null,null,null,null,null,null,null,null,80.899999999977396,">max",">max",">max",">max",">max",">max",">max",">max",">max",">max",462,375.5,">max",">max",974,809,">max",">max",747,600,">max",">max",1386.5,1121,">max",">max",1359.5,1084,null,80.899999999977396,">max",">max",">max",">max",">max",">max",">max",">max",">max",">max",430.5,381.5,">max",1048,944,862.5,">max",759,653,573,">max",">max",1337.5,1211.5,">max",">max",1214.5,1056.5]
[null,null,null,null,null,null,null,null,81.199999999977194,">max",">max",">max",">max",">max",">max",">max",">max",">max",">max",464,376.5,">max",">max",976.5,811,">max",">max",749,601.5,">max",">max",1390,1124,">max",">max",1363,1086.5,null,81.199999999977194,">max",">max",">max",">max",">max",">max",">max",">max",">max",">max",432.5,383,">max",1050.5,946.5,865,">max",761,654.5,574.5,">max",">max",1340.5,1215,">max",">max",1217.5,1059]
[null,null,null,null,null,null,null,null,81.499999999976893,">max",">max",">max",">max",">max",">max",">max",">max",">max",">max",466,378,">max",">max",978.5,813.5,">max",">max",750.5,603,">max",">max",1393,1127,">max",">max",1366,1089.5,null,81.499999999976893,">max",">max",">max",">max",">max",">max",">max",">max",">max",">max",434.5,384.5,">max",1053,949,867,">max",762.5,656,576,">max",">max",1344,1218,">max",">max",1220,1061.5]
[null,null,null,null,null,null,null,null,81.699999999976697,">max",">max",">max",">max",">max",">max",">max",">max",">max",">max",467.5,379,">max",">max",980,815,">max",">max",751.5,604,">max",">max",1395.5,1128.5,">max",">max",1368.5,1091,null,81.699999999976697,">max",">max",">max",">max",">max",">max",">max",">max",">max",">max",435.5,385.5,">max",1055,950.5,868.5,">max",763.5,657,577,">max",">max",1346.5,1220,">max",">max",1222,1063]
[null,null,null,null,null,null,null,null,81.799999999976606,">max",">max",">max",">max",">max",">max",">max",">max",">max",">max",468,379.5,">max",">max",981,815.5,">max",">max",752.5,604.5,">max",">max",1396.5,1129.5,">max",">max",1369.5,1092,null,81.799999999976606,">max",">max",">max",">max",">max",">max",">max",">max",">max",">max",436.5,386,">max",1055.5,951,869.5,">max",764.5,657.5,577.5,">max",">max",1347.5,1221,">max",">max",1222.5,1064]
[null,null,null,null,null,null,null,null,82.099999999976305,">max",">max",">max",">max",">max",">max",">max",">max",">max",">max",470,380.5,">max",">max",983.5,818,">max",">max",754,606,">max",">max",1400,1132.5,">max",">max",1372.5,1094.5,null,82.099999999976305,">max",">max",">max",">max",">max",">max",">max",">max",">max",">max",438,387.5,">max",1058.5,953.5,872,">max",766,659,579,">max",">max",1351,1224.5,">max",">max",1225.5,1066.5]
[null,null,null,null,null,null,null,null,82.1999999999762,">max",">max",">max",">max",">max",">max",">max",">max",">max",">max",471,381,">max",">max",984,818.5,">max",">max",754.5,606.5,">max",">max",">max",1133.5,">max",">max",1374,1095.5,null,82.1999999999762,">max",">max",">max",">max",">max",">max",">max",">max",">max",">max",439,388,">max",1059,954.5,872.5,">max",766.5,659.5,579,">max",">max",1352,1225.5,">max",">max",1226.5,1067.5]
[null,null,null,null,null,null,null,null,82.599999999975793,">max",">max",">max",">max",">max",">max",">max",">max",">max",">max",474,383,">max",">max",987,821.5,">max",">max",757,608.5,">max",">max",">max",1137.5,">max",">max",1378,1099,null,82.599999999975793,">max",">max",">max",">max",">max",">max",">max",">max",">max",">max",441.5,389.5,">max",1062.5,957.5,875.5,">max",769,661.5,581,">max",">max",1356.5,1229.5,">max",">max",1230,1070.5]
[null,null,null,null,null,null,null,null,82.699999999975702,">max",">max",">max",">max",">max",">max",">max",">max",">max",">max",475,383.5,">max",">max",988,822.5,">max",">max",757.5,609,">max",">max",">max",1138,">max",">max",1379.5,1100,null,82.699999999975702,">max",">max",">max",">max",">max",">max",">max",">max",">max",">max",442,390,">max",1063.5,958.5,876.5,">max",769.5,662,581.5,">max",">max",1358,1230.5,">max",">max",1230.5,1071.5]
[null,null,null,null,null,null,null,null,83.099999999975296,">max",">max",">max",">max",">max",">max",">max",">max",">max",">max",478,385,">max",">max",991,825.5,">max",">max",760,611,">max",">max",">max",1142,">max",">max",1383.5,1103.5,null,83.099999999975296,">max",">max",">max",">max",">max",">max",">max",">max",">max",">max",444.5,392,">max",1067,961.5,879.5,">max",771.5,664,583.5,">max",">max",1362.5,1235,">max",">max",1234.5,1075]
[null,null,null,null,null,null,null,null,83.199999999975205,">max",">max",">max",">max",">max",">max",">max",">max",">max",">max",479,385.5,">max",">max",992,826,">max",">max",760.5,611.5,">max",">max",">max",1143,">max",">max",1384.5,1104,null,83.199999999975205,">max",">max",">max",">max",">max",">max",">max",">max",">max",">max",445,392.5,">max",1067.5,962.5,880,">max",772,664.5,584,">max",">max",1363.5,1236,">max",">max",1235,1075.5]
[null,null,null,null,null,null,null,null,83.499999999974904,">max",">max",">max",">max",">max",">max",">max",">max",">max",">max",481.5,387,">max",">max",994,828.5,">max",">max",762,613,">max",">max",">max",1146,">max",">max",1388,1107,null,83.499999999974904,">max",">max",">max",">max",">max",">max",">max",">max",">max",">max",447,394,">max",1070.5,965,882.5,">max",774,666,585.5,">max",">max",1367,1239,">max",">max",1238,1078]
[null,null,null,null,null,null,null,null,83.599999999974798,">max",">max",">max",">max",">max",">max",">max",">max",">max",">max",482.5,387.5,">max",">max",995,829,">max",">max",762.5,613.5,">max",">max",">max",1147,">max",">max",1389,1107.5,null,83.599999999974798,">max",">max",">max",">max",">max",">max",">max",">max",">max",">max",447.5,394.5,">max",1071,965.5,883,">max",774.5,666.5,585.5,">max",">max",1368,1240,">max",">max",1239,1079]
[null,null,null,null,null,null,null,null,83.799999999974602,">max",">max",">max",">max",">max",">max",">max",">max",">max",">max",484.5,388,">max",">max",996.5,830.5,">max",">max",764,614.5,">max",">max",">max",1148.5,">max",">max",1391.5,1109.5,null,83.799999999974602,">max",">max",">max",">max",">max",">max",">max",">max",">max",">max",449,395.5,">max",1073,967,884.5,">max",775.5,667.5,586.5,">max",">max",1370.5,1242,">max",">max",1240.5,1080.5]
[null,null,null,null,null,null,null,null,84.099999999974301,">max",">max",">max",">max",">max",">max",">max",">max",">max",">max",487,389.5,">max",">max",999,833,">max",">max",765.5,616,">max",">max",">max",1151.5,">max",">max",1394.5,1112,null,84.099999999974301,">max",">max",">max",">max",">max",">max",">max",">max",">max",">max",450.5,397,">max",1075.5,969.5,887,">max",777,669,588,">max",">max",1374,1245.5,">max",">max",1243.5,1083]
[null,null,null,null,null,null,null,null,84.399999999974,">max",">max",">max",">max",">max",">max",">max",">max",">max",">max",490,391,">max",">max",1001,835,">max",">max",767.5,617.5,">max",">max",">max",1154.5,">max",">max",1398,1114.5,null,84.399999999974,">max",">max",">max",">max",">max",">max",">max",">max",">max",">max",452.5,398.5,">max",1078,972,889,">max",779,670.5,589.5,">max",">max",1377,1248.5,">max",">max",1246,1085.5]
[null,null,null,null,null,null,null,null,84.599999999973804,">max",">max",">max",">max",">max",">max",">max",">max",">max",">max",492,392,">max",">max",1002.5,836.5,">max",">max",768.5,618.5,">max",">max",">max",1156.5,">max",">max",1400,1116.5,null,84.599999999973804,">max",">max",">max",">max",">max",">max",">max",">max",">max",">max",453.5,399.5,">max",1080,973.5,891,">max",780,671.5,590.5,">max",">max",1379.5,1250.5,">max",">max",1247.5,1087]
[null,null,null,null,null,null,null,null,84.899999999973502,">max",">max",">max",">max",">max",">max",">max",">max",">max",">max",495.5,393,">max",">max",1005,839,">max",">max",770,620,">max",">max",">max",1159,">max",">max",">max",1119,null,84.899999999973502,">max",">max",">max",">max",">max",">max",">max",">max",">max",">max",455.5,401,">max",1082.5,976,893,">max",781.5,673,591.5,">max",">max",1383,1253.5,">max",">max",1250.5,1089.5]
[null,null,null,null,null,null,null,null,84.999999999973397,">max",">max",">max",">max",">max",">max",">max",">max",">max",">max",496.5,393.5,">max",">max",1005.5,839.5,">max",">max",770.5,620.5,">max",">max",">max",1160,">max",">max",">max",1120,null,84.999999999973397,">max",">max",">max",">max",">max",">max",">max",">max",">max",">max",456,401.5,">max",1083,976.5,894,">max",782,673.5,592,">max",">max",1384,1255,">max",">max",1251.5,1090.5]
[null,null,null,null,null,null,null,null,85.299999999973096,">max",">max",">max",">max",">max",">max",">max",">max",">max",">max",500,395,">max",">max",1008,842,">max",">max",772.5,622.5,">max",">max",">max",1163,">max",">max",">max",1122.5,null,85.299999999973096,">max",">max",">max",">max",">max",">max",">max",">max",">max",">max",458,403,">max",1086,979,896,">max",784,675,593.5,">max",">max",1387.5,1258,">max",">max",1254,1093]
[null,null,null,null,null,null,null,null,85.399999999973005,">max",">max",">max",">max",">max",">max",">max",">max",">max",">max",501,395.5,">max",">max",1009,842.5,">max",">max",773,623,">max",">max",">max",1164,">max",">max",">max",1123.5,null,85.399999999973005,">max",">max",">max",">max",">max",">max",">max",">max",">max",">max",458.5,403.5,">max",1086.5,980,897,">max",784.5,675.5,594,">max",">max",1388.5,1259,">max",">max",1255,1093.5]
[null,null,null,null,null,null,null,null,85.799999999972599,">max",">max",">max",">max",">max",">max",">max",">max",">max",">max",506,397.5,">max",">max",1012,845.5,">max",">max",775.5,625,">max",">max",">max",1167.5,">max",">max",">max",1127,null,85.799999999972599,">max",">max",">max",">max",">max",">max",">max",">max",">max",">max",461.5,405.5,">max",1090,983,900,">max",786.5,677,596,">max",">max",1393,1263,">max",">max",1258.5,1097]
[null,null,null,null,null,null,null,null,85.899999999972493,">max",">max",">max",">max",">max",">max",">max",">max",">max",">max",507.5,397.5,">max",">max",1012.5,846.5,">max",">max",776,625.5,">max",">max",">max",1168.5,">max",">max",">max",1127.5,null,85.899999999972493,">max",">max",">max",">max",">max",">max",">max",">max",">max",">max",462,406,">max",1091,984,900.5,">max",787.5,677.5,596.5,">max",">max",1394.5,1264,">max",">max",1259,1098]
[null,null,null,null,null,null,null,null,86.199999999972306,">max",">max",">max",">max",">max",">max",">max",">max",">max",">max",511,399,">max",">max",1015,848.5,">max",">max",777.5,627,">max",">max",">max",1171.5,">max",">max",">max",1130.5,null,86.199999999972306,">max",">max",">max",">max",">max",">max",">max",">max",">max",">max",464.5,407.5,">max",1093.5,986,903,">max",789,679,597.5,">max",">max",1397.5,1267.5,">max",">max",1262,1100]
[null,null,null,null,null,null,null,null,86.399999999972096,">max",">max",">max",">max",">max",">max",">max",">max",">max",">max",514,400,">max",">max",1016.5,850,">max",">max",779,628,">max",">max",">max",1173.5,">max",">max",">max",1132,null,86.399999999972096,">max",">max",">max",">max",">max",">max",">max",">max",">max",">max",466,408.5,">max",1095,987.5,904.5,">max",790,680,598.5,">max",">max",1400,1269.5,">max",">max",1263.5,1102]
[null,null,null,null,null,null,null,null,86.699999999971794,">max",">max",">max",">max",">max",">max",">max",">max",">max",">max",518,401.5,">max",">max",1019,852.5,">max",">max",780.5,629.5,">max",">max",">max",1176.5,">max",">max",">max",1134.5,null,86.699999999971794,">max",">max",">max",">max",">max",">max",">max",">max",">max",">max",468,410,">max",1098,990,906.5,">max",791.5,681.5,600,">max",">max",">max",1272.5,">max",">max",1266.5,1104.5]
[null,null,null,null,null,null,null,null,86.799999999971703,">max",">max",">max",">max",">max",">max",">max",">max",">max",">max",519.5,402,">max",">max",1019.5,853,">max",">max",781,630,">max",">max",">max",1177,">max",">max",">max",1135.5,null,86.799999999971703,">max",">max",">max",">max",">max",">max",">max",">max",">max",">max",469,410.5,">max",1098.5,991,907.5,">max",792.5,682,600.5,">max",">max",">max",1273.5,">max",">max",1267,1105]
[null,null,null,null,null,null,null,null,87.199999999971297,">max",">max",">max",">max",">max",">max",">max",">max",">max",">max",525,403.5,">max",">max",1022.5,856,">max",">max",783.5,632,">max",">max",">max",1181,">max",">max",">max",1139,null,87.199999999971297,">max",">max",">max",">max",">max",">max",">max",">max",">max",">max",472.5,413,">max",1102,994,910.5,">max",794.5,684,602.5,">max",">max",">max",1277.5,">max",">max",1270.5,1108.5]
[null,null,null,null,null,null,null,null,87.299999999971206,">max",">max",">max",">max",">max",">max",">max",">max",">max",">max",526.5,404,">max",">max",1023.5,856.5,">max",">max",784,632.5,">max",">max",">max",1182,">max",">max",">max",1140,null,87.299999999971206,">max",">max",">max",">max",">max",">max",">max",">max",">max",">max",473,413.5,">max",1103,995,911,">max",795,684.5,602.5,">max",">max",">max",1278.5,">max",">max",1271.5,1109]
[null,null,null,null,null,null,null,null,87.599999999970905,">max",">max",">max",">max",">max",">max",">max",">max",">max",">max",530.5,405.5,">max",">max",1025.5,859,">max",">max",785.5,634,">max",">max",">max",1185,">max",">max",">max",1142.5,null,87.599999999970905,">max",">max",">max",">max",">max",">max",">max",">max",">max",">max",476,415,">max",1105.5,997,913.5,">max",796.5,686,604,">max",">max",">max",1282,">max",">max",1274,1111.5]
[null,null,null,null,null,null,null,null,87.799999999970694,">max",">max",">max",">max",">max",">max",">max",">max",">max",">max",533.5,406.5,">max",">max",1027,860.5,">max",">max",787,635,">max",">max",">max",1186.5,">max",">max",">max",1144,null,87.799999999970694,">max",">max",">max",">max",">max",">max",">max",">max",">max",">max",478,416,">max",1107,998.5,915,">max",798,687,605,">max",">max",">max",1284,">max",">max",1276,1113]
[null,null,null,null,null,null,null,null,88.099999999970294,">max",">max",">max",">max",">max",">max",">max",">max",">max",">max",538,408,">max",">max",1029.5,862.5,">max",">max",788.5,636.5,">max",">max",">max",1189.5,">max",">max",">max",1147,null,88.099999999970294,">max",">max",">max",">max",">max",">max",">max",">max",">max",">max",481,417.5,">max",1109.5,1001,917,">max",799.5,688.5,606.5,">max",">max",">max",1287,">max",">max",1278.5,1115.5]
[null,null,null,null,null,null,null,null,88.199999999970203,">max",">max",">max",">max",">max",">max",">max",">max",">max",">max",539.5,408.5,">max",">max",1030.5,863.5,">max",">max",789,637,">max",">max",">max",1190.5,">max",">max",">max",1147.5,null,88.199999999970203,">max",">max",">max",">max",">max",">max",">max",">max",">max",">max",482,418,">max",1110.5,1002,918,">max",800,688.5,607,">max",">max",">max",1288,">max",">max",1279.5,1116.5]
[null,null,null,null,null,null,null,null,88.499999999969901,">max",">max",">max",">max",">max",">max",">max",">max",">max",">max",544,409.5,">max",">max",1032.5,865.5,">max",">max",791,638.5,">max",">max",">max",1193.5,">max",">max",">max",1150,null,88.499999999969901,">max",">max",">max",">max",">max",">max",">max",">max",">max",">max",485.5,419.5,">max",1113,1004,920,">max",801.5,690,608,">max",">max",">max",1291,">max",">max",1282,1119]
[null,null,null,null,null,null,null,null,88.7999999999696,">max",">max",">max",">max",">max",">max",">max",">max",">max",">max",548.5,411,">max",">max",1035,868,">max",">max",792.5,640,">max",">max",">max",1196,">max",">max",">max",1153,null,88.7999999999696,">max",">max",">max",">max",">max",">max",">max",">max",">max",">max",489,421,">max",1115.5,1006.5,922.5,">max",803.5,691.5,609.5,">max",">max",">max",1294.5,">max",">max",1284.5,1121.5]
[null,null,null,null,null,null,null,null,88.999999999969404,">max",">max",">max",">max",">max",">max",">max",">max",">max",">max",">max",412,">max",">max",1036.5,869.5,">max",">max",793.5,641,">max",">max",">max",1198,">max",">max",">max",1154.5,null,88.999999999969404,">max",">max",">max",">max",">max",">max",">max",">max",">max",">max",491.5,422.5,">max",1117.5,1008,924,">max",804.5,692.5,610.5,">max",">max",">max",1296.5,">max",">max",1286.5,1123]
[null,null,null,null,null,null,null,null,89.099999999969299,">max",">max",">max",">max",">max",">max",">max",">max",">max",">max",">max",412.5,">max",">max",1037,870,">max",">max",794,641.5,">max",">max",">max",1199,">max",">max",">max",1155.5,null,89.099999999969299,">max",">max",">max",">max",">max",">max",">max",">max",">max",">max",493,423,">max",1118.5,1009,924.5,">max",805,693,611,">max",">max",">max",1297.5,">max",">max",1287.5,1123.5]
[null,null,null,null,null,null,null,null,89.299999999969103,">max",">max",">max",">max",">max",">max",">max",">max",">max",">max",">max",413.5,">max",">max",1038.5,871.5,">max",">max",795.5,642.5,">max",">max",">max",1201,">max",">max",">max",1157,null,89.299999999969103,">max",">max",">max",">max",">max",">max",">max",">max",">max",">max",495.5,424,">max",1120,1010.5,926,">max",806,694,612,">max",">max",">max",1299.5,">max",">max",1289,1125.5]
[null,null,null,null,null,null,null,null,89.599999999968801,">max",">max",">max",">max",">max",">max",">max",">max",">max",">max",">max",415,">max",">max",1041,874,">max",">max",797,644,">max",">max",">max",1204,">max",">max",">max",1159.5,null,89.599999999968801,">max",">max",">max",">max",">max",">max",">max",">max",">max",">max",500,425.5,">max",">max",1012.5,928,">max",808,695.5,613,">max",">max",">max",1302.5,">max",">max",1291.5,1127.5]
[null,null,null,null,null,null,null,null,89.899999999968401,">max",">max",">max",">max",">max",">max",">max",">max",">max",">max",">max",416,">max",">max",1043.5,876,">max",">max",798.5,645.5,">max",">max",">max",1206.5,">max",">max",">max",1162.5,null,89.899999999968401,">max",">max",">max",">max",">max",">max",">max",">max",">max",">max",504.5,427,">max",">max",1015,930.5,">max",809.5,697,614.5,">max",">max",">max",1305.5,">max",">max",1294.5,1130]
[null,null,null,null,null,null,null,null,89.999999999968296,">max",">max",">max",">max",">max",">max",">max",">max",">max",">max",">max",416.5,">max",">max",1044,877,">max",">max",799.5,646,">max",">max",">max",1207.5,">max",">max",">max",1163,null,89.999999999968296,">max",">max",">max",">max",">max",">max",">max",">max",">max",">max",506,427.5,">max",">max",1016,931,">max",810,697.5,615,">max",">max",">max",1306.5,">max",">max",1295,1131]
[null,null,null,null,null,null,null,null,90.399999999967903,">max",">max",">max",">max",">max",">max",">max",">max",">max",">max",">max",418.5,">max",">max",1047,880,">max",">max",801.5,648,">max",">max",">max",1211.5,">max",">max",">max",1166.5,null,90.399999999967903,">max",">max",">max",">max",">max",">max",">max",">max",">max",">max",513,430,">max",">max",1019,934,">max",812.5,699,616.5,">max",">max",">max",1311,">max",">max",1298.5,1134]
[null,null,null,null,null,null,null,null,90.499999999967798,">max",">max",">max",">max",">max",">max",">max",">max",">max",">max",">max",419,">max",">max",1048,880.5,">max",">max",802,648.5,">max",">max",">max",1212.5,">max",">max",">max",1167.5,null,90.499999999967798,">max",">max",">max",">max",">max",">max",">max",">max",">max",">max",514.5,430.5,">max",">max",1019.5,935,">max",813,699.5,617,">max",">max",">max",1312,">max",">max",1299.5,1135]
[null,null,null,null,null,null,null,null,90.799999999967497,">max",">max",">max",">max",">max",">max",">max",">max",">max",">max",">max",420.5,">max",">max",1050,883,">max",">max",804,650,">max",">max",">max",1215,">max",">max",">max",1170,null,90.799999999967497,">max",">max",">max",">max",">max",">max",">max",">max",">max",">max",520,432,">max",">max",1022,937,">max",814.5,701,618.5,">max",">max",">max",1315,">max",">max",1302,1137.5]
[null,null,null,null,null,null,null,null,90.899999999967406,">max",">max",">max",">max",">max",">max",">max",">max",">max",">max",">max",421,">max",">max",1051,883.5,">max",">max",804.5,650.5,">max",">max",">max",1216,">max",">max",">max",1171,null,90.899999999967406,">max",">max",">max",">max",">max",">max",">max",">max",">max",">max",521.5,432.5,">max",">max",1023,938,">max",815,701.5,619,">max",">max",">max",1316,">max",">max",1303,1138]
[null,null,null,null,null,null,null,null,91.299999999967,">max",">max",">max",">max",">max",">max",">max",">max",">max",">max",">max",423,">max",">max",1054,886.5,">max",">max",806.5,652.5,">max",">max",">max",1220,">max",">max",">max",1174.5,null,91.299999999967,">max",">max",">max",">max",">max",">max",">max",">max",">max",">max",529,435,">max",">max",1026,941,">max",817.5,703.5,620.5,">max",">max",">max",1320,">max",">max",1306.5,1141.5]
[null,null,null,null,null,null,null,null,91.399999999966894,">max",">max",">max",">max",">max",">max",">max",">max",">max",">max",">max",423.5,">max",">max",1054.5,887,">max",">max",807,653,">max",">max",">max",1221,">max",">max",">max",1175,null,91.399999999966894,">max",">max",">max",">max",">max",">max",">max",">max",">max",">max",531,435.5,">max",">max",1026.5,941.5,">max",818,704,621,">max",">max",">max",1321,">max",">max",1307.5,1142]
[null,null,null,null,null,null,null,null,91.699999999966593,">max",">max",">max",">max",">max",">max",">max",">max",">max",">max",">max",424.5,">max",">max",1057,889.5,">max",">max",809,654.5,">max",">max",">max",1224,">max",">max",">max",1178,null,91.699999999966593,">max",">max",">max",">max",">max",">max",">max",">max",">max",">max",536.5,437,">max",">max",1029,944,">max",819.5,705.5,622.5,">max",">max",">max",1324,">max",">max",1310,1144.5]
[null,null,null,null,null,null,null,null,91.899999999966298,">max",">max",">max",">max",">max",">max",">max",">max",">max",">max",">max",425.5,">max",">max",1058.5,891,">max",">max",810,655.5,">max",">max",">max",1225.5,">max",">max",">max",1179.5,null,91.899999999966298,">max",">max",">max",">max",">max",">max",">max",">max",">max",">max",540.5,438,">max",">max",1030.5,945.5,">max",820.5,706.5,623.5,">max",">max",">max",1326,">max",">max",1311.5,1146]
[null,null,null,null,null,null,null,null,92.199999999965996,">max",">max",">max",">max",">max",">max",">max",">max",">max",">max",">max",427,">max",">max",1061,893,">max",">max",812,657,">max",">max",">max",1228.5,">max",">max",">max",1182,null,92.199999999965996,">max",">max",">max",">max",">max",">max",">max",">max",">max",">max",546,440,">max",">max",1033,947.5,">max",822.5,708,625,">max",">max",">max",1329.5,">max",">max",1314.5,1148.5]
[null,null,null,null,null,null,null,null,92.299999999965905,">max",">max",">max",">max",">max",">max",">max",">max",">max",">max",">max",427.5,">max",">max",1061.5,894,">max",">max",812.5,657.5,">max",">max",">max",1229.5,">max",">max",">max",1183,null,92.299999999965905,">max",">max",">max",">max",">max",">max",">max",">max",">max",">max",548,440.5,">max",">max",1033.5,948,">max",823,708,625,">max",">max",">max",1330.5,">max",">max",1315,1149]
[null,null,null,null,null,null,null,null,92.499999999965695,">max",">max",">max",">max",">max",">max",">max",">max",">max",">max",">max",428.5,">max",">max",1063,895.5,">max",">max",813.5,658.5,">max",">max",">max",1231.5,">max",">max",">max",1184.5,null,92.499999999965695,">max",">max",">max",">max",">max",">max",">max",">max",">max",">max",">max",441.5,">max",">max",1035,949.5,">max",824,709,626,">max",">max",">max",1332.5,">max",">max",1317,1151]
[null,null,null,null,null,null,null,null,92.799999999965394,">max",">max",">max",">max",">max",">max",">max",">max",">max",">max",">max",430,">max",">max",1065.5,897.5,">max",">max",815,660,">max",">max",">max",1234,">max",">max",">max",1187,null,92.799999999965394,">max",">max",">max",">max",">max",">max",">max",">max",">max",">max",">max",443,">max",">max",1037.5,952,">max",825.5,710.5,627.5,">max",">max",">max",1335.5,">max",">max",1319.5,1153]
[null,null,null,null,null,null,null,null,93.099999999965107,">max",">max",">max",">max",">max",">max",">max",">max",">max",">max",">max",431.5,">max",">max",1067.5,900,">max",">max",817,661.5,">max",">max",">max",1237,">max",">max",">max",1189.5,null,93.099999999965107,">max",">max",">max",">max",">max",">max",">max",">max",">max",">max",">max",445,">max",">max",1040,954,">max",827.5,712,628.5,">max",">max",">max",1338.5,">max",">max",1322,1155.5]
[null,null,null,null,null,null,null,null,93.299999999964896,">max",">max",">max",">max",">max",">max",">max",">max",">max",">max",">max",432.5,">max",">max",1069,901.5,">max",">max",818,662.5,">max",">max",">max",1239,">max",">max",">max",1191.5,null,93.299999999964896,">max",">max",">max",">max",">max",">max",">max",">max",">max",">max",">max",446,">max",">max",1041.5,955.5,">max",828.5,713,629.5,">max",">max",">max",1340.5,">max",">max",1324,1157]
[null,null,null,null,null,null,null,null,93.599999999964595,">max",">max",">max",">max",">max",">max",">max",">max",">max",">max",">max",433.5,">max",">max",1071.5,903.5,">max",">max",819.5,664,">max",">max",">max",1242,">max",">max",">max",1194,null,93.599999999964595,">max",">max",">max",">max",">max",">max",">max",">max",">max",">max",">max",447.5,">max",">max",1043.5,958,">max",830,714.5,631,">max",">max",">max",1343.5,">max",">max",1326.5,1159.5]
[null,null,null,null,null,null,null,null,93.699999999964405,">max",">max",">max",">max",">max",">max",">max",">max",">max",">max",">max",434,">max",">max",1072,904.5,">max",">max",820,664.5,">max",">max",">max",1243,">max",">max",">max",1195,null,93.699999999964405,">max",">max",">max",">max",">max",">max",">max",">max",">max",">max",">max",448.5,">max",">max",1044.5,958.5,">max",830.5,715,631.5,">max",">max",">max",1344.5,">max",">max",1327,1160]
[null,null,null,null,null,null,null,null,93.999999999964103,">max",">max",">max",">max",">max",">max",">max",">max",">max",">max",">max",435.5,">max",">max",1074.5,906.5,">max",">max",822,666,">max",">max",">max",1245.5,">max",">max",">max",1197.5,null,93.999999999964103,">max",">max",">max",">max",">max",">max",">max",">max",">max",">max",">max",450,">max",">max",1046.5,960.5,">max",832,716,632.5,">max",">max",">max",1348,">max",">max",1330,1162.5]
[null,null,null,null,null,null,null,null,94.299999999963802,">max",">max",">max",">max",">max",">max",">max",">max",">max",">max",">max",437,">max",">max",1077,909,">max",">max",823.5,667.5,">max",">max",">max",1248.5,">max",">max",">max",1200,null,94.299999999963802,">max",">max",">max",">max",">max",">max",">max",">max",">max",">max",">max",451.5,">max",">max",1049,963,">max",834,717.5,634,">max",">max",">max",1351,">max",">max",1332.5,1165]
[null,null,null,null,null,null,null,null,94.499999999963606,">max",">max",">max",">max",">max",">max",">max",">max",">max",">max",">max",438,">max",">max",1078.5,910.5,">max",">max",825,668,">max",">max",">max",1250.5,">max",">max",">max",1201.5,null,94.499999999963606,">max",">max",">max",">max",">max",">max",">max",">max",">max",">max",">max",453,">max",">max",1050.5,964.5,">max",835,718.5,635,">max",">max",">max",1353,">max",">max",1334,1166.5]
[null,null,null,null,null,null,null,null,94.599999999963501,">max",">max",">max",">max",">max",">max",">max",">max",">max",">max",">max",438.5,">max",">max",1079,911,">max",">max",825.5,668.5,">max",">max",">max",1251.5,">max",">max",">max",1202.5,null,94.599999999963501,">max",">max",">max",">max",">max",">max",">max",">max",">max",">max",">max",453.5,">max",">max",1051.5,965,">max",835.5,719,635.5,">max",">max",">max",1354,">max",">max",1335,1167.5]
[null,null,null,null,null,null,null,null,94.799999999963305,">max",">max",">max",">max",">max",">max",">max",">max",">max",">max",">max",439.5,">max",">max",1080.5,912.5,">max",">max",826.5,669.5,">max",">max",">max",1253,">max",">max",">max",1204.5,null,94.799999999963305,">max",">max",">max",">max",">max",">max",">max",">max",">max",">max",">max",454.5,">max",">max",1053,966.5,">max",836.5,720,636,">max",">max",">max",1356,">max",">max",1336.5,1169]
[null,null,null,null,null,null,null,null,95.099999999963003,">max",">max",">max",">max",">max",">max",">max",">max",">max",">max",">max",441,">max",">max",1083,914.5,">max",">max",828,671,">max",">max",">max",1256,">max",">max",">max",1207,null,95.099999999963003,">max",">max",">max",">max",">max",">max",">max",">max",">max",">max",">max",456.5,">max",">max",1055,969,">max",838.5,721.5,637.5,">max",">max",">max",1359,">max",">max",1339.5,1171]
[null,null,null,null,null,null,null,null,95.399999999962702,">max",">max",">max",">max",">max",">max",">max",">max",">max",">max",">max",442.5,">max",">max",1085,917,">max",">max",830,672.5,">max",">max",">max",1259,">max",">max",">max",1209.5,null,95.399999999962702,">max",">max",">max",">max",">max",">max",">max",">max",">max",">max",">max",458,">max",">max",1057.5,971,">max",840,723,639,">max",">max",">max",1362,">max",">max",1342,1173.5]
[null,null,null,null,null,null,null,null,95.499999999962597,">max",">max",">max",">max",">max",">max",">max",">max",">max",">max",">max",443,">max",">max",1086,917.5,">max",">max",830.5,673,">max",">max",">max",1260,">max",">max",">max",1210,null,95.499999999962597,">max",">max",">max",">max",">max",">max",">max",">max",">max",">max",">max",458.5,">max",">max",1058,971.5,">max",">max",723.5,639.5,">max",">max",">max",1363,">max",">max",1342.5,1174.5]
[null,null,null,null,null,null,null,null,95.899999999962105,">max",">max",">max",">max",">max",">max",">max",">max",">max",">max",">max",444.5,">max",">max",1089,920.5,">max",">max",832.5,675,">max",">max",">max",1263.5,">max",">max",">max",1213.5,null,95.899999999962105,">max",">max",">max",">max",">max",">max",">max",">max",">max",">max",">max",461,">max",">max",1061.5,974.5,">max",">max",725,641,">max",">max",">max",1367.5,">max",">max",1346,1177.5]
[null,null,null,null,null,null,null,null,95.999999999962,">max",">max",">max",">max",">max",">max",">max",">max",">max",">max",">max",445,">max",">max",1089.5,921.5,">max",">max",833,675.5,">max",">max",">max",1264.5,">max",">max",">max",1214.5,null,95.999999999962,">max",">max",">max",">max",">max",">max",">max",">max",">max",">max",">max",461.5,">max",">max",1062,975.5,">max",">max",725.5,641.5,">max",">max",">max",1368.5,">max",">max",1347,1178.5]
[null,null,null,null,null,null,null,null,96.299999999961699,">max",">max",">max",">max",">max",">max",">max",">max",">max",">max",">max",446.5,">max",">max",1092,923.5,">max",">max",835,677,">max",">max",">max",1267.5,">max",">max",">max",1217,null,96.299999999961699,">max",">max",">max",">max",">max",">max",">max",">max",">max",">max",">max",463.5,">max",">max",1064.5,977.5,">max",">max",727,643,">max",">max",">max",1371.5,">max",">max",1349.5,1180.5]
[null,null,null,null,null,null,null,null,96.399999999961594,">max",">max",">max",">max",">max",">max",">max",">max",">max",">max",">max",447,">max",">max",1092.5,924.5,">max",">max",835.5,677.5,">max",">max",">max",1268.5,">max",">max",">max",1218,null,96.399999999961594,">max",">max",">max",">max",">max",">max",">max",">max",">max",">max",">max",464,">max",">max",1065,978.5,">max",">max",727.5,643,">max",">max",">max",1372.5,">max",">max",1350.5,1181.5]
[null,null,null,null,null,null,null,null,96.799999999961202,">max",">max",">max",">max",">max",">max",">max",">max",">max",">max",">max",449,">max",">max",1095.5,927.5,">max",">max",837.5,679.5,">max",">max",">max",1272.5,">max",">max",">max",1221.5,null,96.799999999961202,">max",">max",">max",">max",">max",">max",">max",">max",">max",">max",">max",467,">max",">max",1068,981,">max",">max",729.5,645,">max",">max",">max",1376.5,">max",">max",1354,1184.5]
[null,null,null,null,null,null,null,null,96.899999999961096,">max",">max",">max",">max",">max",">max",">max",">max",">max",">max",">max",449.5,">max",">max",1096.5,928,">max",">max",838.5,680,">max",">max",">max",1273,">max",">max",">max",1222,null,96.899999999961096,">max",">max",">max",">max",">max",">max",">max",">max",">max",">max",">max",467.5,">max",">max",1069,982,">max",">max",730,645.5,">max",">max",">max",1377.5,">max",">max",1354.5,1185.5]
[null,null,null,null,null,null,null,null,97.199999999960795,">max",">max",">max",">max",">max",">max",">max",">max",">max",">max",">max",451,">max",">max",1099,930.5,">max",">max",840,681.5,">max",">max",">max",1276,">max",">max",">max",1224.5,null,97.199999999960795,">max",">max",">max",">max",">max",">max",">max",">max",">max",">max",">max",469.5,">max",">max",1071,984,">max",">max",731,646.5,">max",">max",">max",1380.5,">max",">max",1357.5,1187.5]
[null,null,null,null,null,null,null,null,97.499999999960494,">max",">max",">max",">max",">max",">max",">max",">max",">max",">max",">max",452.5,">max",">max",1101,932.5,">max",">max",">max",683,">max",">max",">max",1279,">max",">max",">max",1227.5,null,97.499999999960494,">max",">max",">max",">max",">max",">max",">max",">max",">max",">max",">max",471.5,">max",">max",1073.5,986.5,">max",">max",732.5,648,">max",">max",">max",1383.5,">max",">max",1360,1190]
[null,null,null,null,null,null,null,null,97.699999999960198,">max",">max",">max",">max",">max",">max",">max",">max",">max",">max",">max",453.5,">max",">max",1102.5,934,">max",">max",">max",684,">max",">max",">max",1281,">max",">max",">max",1229,null,97.699999999960198,">max",">max",">max",">max",">max",">max",">max",">max",">max",">max",">max",473,">max",">max",1075,988,">max",">max",733.5,649,">max",">max",">max",1385.5,">max",">max",1361.5,1191.5]
[null,null,null,null,null,null,null,null,97.799999999960093,">max",">max",">max",">max",">max",">max",">max",">max",">max",">max",">max",454,">max",">max",1103.5,935,">max",">max",">max",684.5,">max",">max",">max",1282,">max",">max",">max",1230,null,97.799999999960093,">max",">max",">max",">max",">max",">max",">max",">max",">max",">max",">max",473.5,">max",">max",1076,988.5,">max",">max",734,649.5,">max",">max",">max",1386.5,">max",">max",1362.5,1192.5]
[null,null,null,null,null,null,null,null,97.999999999959897,">max",">max",">max",">max",">max",">max",">max",">max",">max",">max",">max",455,">max",">max",1105,936,">max",">max",">max",685.5,">max",">max",">max",1283.5,">max",">max",">max",1231.5,null,97.999999999959897,">max",">max",">max",">max",">max",">max",">max",">max",">max",">max",">max",475,">max",">max",1077.5,990,">max",">max",735,650,">max",">max",">max",1388.5,">max",">max",1364,1194]
[null,null,null,null,null,null,null,null,98.299999999959596,">max",">max",">max",">max",">max",">max",">max",">max",">max",">max",">max",456,">max",">max",1107,938.5,">max",">max",">max",687,">max",">max",">max",1286.5,">max",">max",">max",1234,null,98.299999999959596,">max",">max",">max",">max",">max",">max",">max",">max",">max",">max",">max",477.5,">max",">max",1079.5,992,">max",">max",736.5,651.5,">max",">max",">max",1392,">max",">max",1366.5,1196]
[null,null,null,null,null,null,null,null,98.599999999959294,">max",">max",">max",">max",">max",">max",">max",">max",">max",">max",">max",457.5,">max",">max",1109.5,940.5,">max",">max",">max",688.5,">max",">max",">max",1289.5,">max",">max",">max",1236.5,null,98.599999999959294,">max",">max",">max",">max",">max",">max",">max",">max",">max",">max",">max",479.5,">max",">max",1082,994.5,">max",">max",738,653,">max",">max",">max",1395,">max",">max",1369,1198.5]
[null,null,null,null,null,null,null,null,98.699999999959203,">max",">max",">max",">max",">max",">max",">max",">max",">max",">max",">max",458,">max",">max",1110,941.5,">max",">max",">max",689,">max",">max",">max",1290.5,">max",">max",">max",1237.5,null,98.699999999959203,">max",">max",">max",">max",">max",">max",">max",">max",">max",">max",">max",480.5,">max",">max",1082.5,995,">max",">max",738,653,">max",">max",">max",1396,">max",">max",1370,1199]
[null,null,null,null,null,null,null,null,98.999999999958902,">max",">max",">max",">max",">max",">max",">max",">max",">max",">max",">max",459.5,">max",">max",1112.5,943.5,">max",">max",">max",690.5,">max",">max",">max",1293,">max",">max",">max",1240,null,98.999999999958902,">max",">max",">max",">max",">max",">max",">max",">max",">max",">max",">max",482.5,">max",">max",1085,997,">max",">max",739.5,654.5,">max",">max",">max",1399,">max",">max",1372.5,1201.5]
[null,null,null,null,null,null,null,null,99.199999999958706,">max",">max",">max",">max",">max",">max",">max",">max",">max",">max",">max",460.5,">max",">max",1114,945,">max",">max",">max",691.5,">max",">max",">max",1295,">max",">max",">max",1241.5,null,99.199999999958706,">max",">max",">max",">max",">max",">max",">max",">max",">max",">max",">max",484.5,">max",">max",1086.5,998.5,">max",">max",740.5,655.5,">max",">max",">max",">max",">max",">max",1374.5,1203]
[null,null,null,null,null,null,null,null,99.499999999958305,">max",">max",">max",">max",">max",">max",">max",">max",">max",">max",">max",462,">max",">max",1116,947.5,">max",">max",">max",693,">max",">max",">max",1298,">max",">max",">max",1244,null,99.499999999958305,">max",">max",">max",">max",">max",">max",">max",">max",">max",">max",">max",487,">max",">max",1089,1001,">max",">max",742,656.5,">max",">max",">max",">max",">max",">max",1377,1205.5]
[null,null,null,null,null,null,null,null,99.799999999958004,">max",">max",">max",">max",">max",">max",">max",">max",">max",">max",">max",463.5,">max",">max",1118.5,949.5,">max",">max",">max",694.5,">max",">max",">max",1301,">max",">max",">max",1247,null,99.799999999958004,">max",">max",">max",">max",">max",">max",">max",">max",">max",">max",">max",489.5,">max",">max",1091,1003,">max",">max",743.5,658,">max",">max",">max",">max",">max",">max",1379.5,1207.5]
[null,null,null,null,null,null,null,null,99.999999999957794,">max",">max",">max",">max",">max",">max",">max",">max",">max",">max",">max",464.5,">max",">max",1120,951,">max",">max",">max",695.5,">max",">max",">max",1303,">max",">max",">max",1248.5,null,99.999999999957794,">max",">max",">max",">max",">max",">max",">max",">max",">max",">max",">max",491.5,">max",">max",1092.5,1004.5,">max",">max",744.5,659,">max",">max",">max",">max",">max",">max",1381,1209]
[null,null,null,null,null,null,null,null,100.099999999958,">max",">max",">max",">max",">max",">max",">max",">max",">max",">max",">max",465,">max",">max",">max",952,">max",">max",">max",696,">max",">max",">max",1303.5,">max",">max",">max",1249.5,null,100.099999999958,">max",">max",">max",">max",">max",">max",">max",">max",">max",">max",">max",492,">max",">max",1093.5,1005,">max",">max",745,659.5,">max",">max",">max",">max",">max",">max",1382,1210]
[null,null,null,null,null,null,null,null,100.399999999957,">max",">max",">max",">max",">max",">max",">max",">max",">max",">max",">max",466.5,">max",">max",">max",954,">max",">max",">max",697.5,">max",">max",">max",1306.5,">max",">max",">max",1252,null,100.399999999957,">max",">max",">max",">max",">max",">max",">max",">max",">max",">max",">max",495,">max",">max",1095.5,1007.5,">max",">max",746,660.5,">max",">max",">max",">max",">max",">max",1384.5,1212.5]
[null,null,null,null,null,null,null,null,100.59999999995701,">max",">max",">max",">max",">max",">max",">max",">max",">max",">max",">max",467.5,">max",">max",">max",955.5,">max",">max",">max",698.5,">max",">max",">max",1308.5,">max",">max",">max",1253.5,null,100.59999999995701,">max",">max",">max",">max",">max",">max",">max",">max",">max",">max",">max",497,">max",">max",1097,1009,">max",">max",747,661.5,">max",">max",">max",">max",">max",">max",1386.5,1214]
[null,null,null,null,null,null,null,null,100.899999999957,">max",">max",">max",">max",">max",">max",">max",">max",">max",">max",">max",469,">max",">max",">max",958,">max",">max",">max",700,">max",">max",">max",1311.5,">max",">max",">max",1256,null,100.899999999957,">max",">max",">max",">max",">max",">max",">max",">max",">max",">max",">max",500,">max",">max",1099.5,1011,">max",">max",748.5,662.5,">max",">max",">max",">max",">max",">max",1389,1216]
[null,null,null,null,null,null,null,null,100.999999999957,">max",">max",">max",">max",">max",">max",">max",">max",">max",">max",">max",469.5,">max",">max",">max",958.5,">max",">max",">max",700.5,">max",">max",">max",1312.5,">max",">max",">max",1257,null,100.999999999957,">max",">max",">max",">max",">max",">max",">max",">max",">max",">max",">max",501,">max",">max",1100,1011.5,">max",">max",749,663,">max",">max",">max",">max",">max",">max",1390,1217]
[null,null,null,null,null,null,null,null,101.39999999995599,">max",">max",">max",">max",">max",">max",">max",">max",">max",">max",">max",471.5,">max",">max",">max",961.5,">max",">max",">max",702.5,">max",">max",">max",1316,">max",">max",">max",1260.5,null,101.39999999995599,">max",">max",">max",">max",">max",">max",">max",">max",">max",">max",">max",505,">max",">max",1103.5,1014.5,">max",">max",751,665,">max",">max",">max",">max",">max",">max",1393,1220]
[null,null,null,null,null,null,null,null,101.499999999956,">max",">max",">max",">max",">max",">max",">max",">max",">max",">max",">max",472,">max",">max",">max",962,">max",">max",">max",703,">max",">max",">max",1317,">max",">max",">max",1261,null,101.499999999956,">max",">max",">max",">max",">max",">max",">max",">max",">max",">max",">max",506.5,">max",">max",1104,1015.5,">max",">max",751.5,665.5,">max",">max",">max",">max",">max",">max",1394,1221]
[null,null,null,null,null,null,null,null,101.799999999956,">max",">max",">max",">max",">max",">max",">max",">max",">max",">max",">max",473.5,">max",">max",">max",964.5,">max",">max",">max",704.5,">max",">max",">max",1320,">max",">max",">max",1263.5,null,101.799999999956,">max",">max",">max",">max",">max",">max",">max",">max",">max",">max",">max",509.5,">max",">max",1106.5,1017.5,">max",">max",752.5,666.5,">max",">max",">max",">max",">max",">max",1396.5,1223]
[null,null,null,null,null,null,null,null,101.89999999995599,">max",">max",">max",">max",">max",">max",">max",">max",">max",">max",">max",474,">max",">max",">max",965,">max",">max",">max",705,">max",">max",">max",1321,">max",">max",">max",1264.5,null,101.89999999995599,">max",">max",">max",">max",">max",">max",">max",">max",">max",">max",">max",510.5,">max",">max",1107,1018,">max",">max",753,667,">max",">max",">max",">max",">max",">max",1397.5,1224]
[null,null,null,null,null,null,null,null,102.199999999955,">max",">max",">max",">max",">max",">max",">max",">max",">max",">max",">max",476,">max",">max",">max",967.5,">max",">max",">max",706.5,">max",">max",">max",1323.5,">max",">max",">max",1267,null,102.199999999955,">max",">max",">max",">max",">max",">max",">max",">max",">max",">max",">max",514,">max",">max",1109.5,1020.5,">max",">max",754.5,668.5,">max",">max",">max",">max",">max",">max",1400,1226]
[null,null,null,null,null,null,null,null,102.399999999955,">max",">max",">max",">max",">max",">max",">max",">max",">max",">max",">max",477,">max",">max",">max",969,">max",">max",">max",707.5,">max",">max",">max",1325.5,">max",">max",">max",1269,null,102.399999999955,">max",">max",">max",">max",">max",">max",">max",">max",">max",">max",">max",516.5,">max",">max",1111,1022,">max",">max",755.5,669,">max",">max",">max",">max",">max",">max",">max",1227.5]
[null,null,null,null,null,null,null,null,102.699999999955,">max",">max",">max",">max",">max",">max",">max",">max",">max",">max",">max",478.5,">max",">max",">max",971,">max",">max",">max",709,">max",">max",">max",1328.5,">max",">max",">max",1271.5,null,102.699999999955,">max",">max",">max",">max",">max",">max",">max",">max",">max",">max",">max",520,">max",">max",1113,1024,">max",">max",757,670.5,">max",">max",">max",">max",">max",">max",">max",1230]
[null,null,null,null,null,null,null,null,102.99999999995499,">max",">max",">max",">max",">max",">max",">max",">max",">max",">max",">max",480,">max",">max",">max",973.5,">max",">max",">max",710.5,">max",">max",">max",1331.5,">max",">max",">max",1274,null,102.99999999995499,">max",">max",">max",">max",">max",">max",">max",">max",">max",">max",">max",523.5,">max",">max",1115.5,1026,">max",">max",758,671.5,">max",">max",">max",">max",">max",">max",">max",1232]
[null,null,null,null,null,null,null,null,103.199999999954,">max",">max",">max",">max",">max",">max",">max",">max",">max",">max",">max",481,">max",">max",">max",975,">max",">max",">max",711.5,">max",">max",">max",1333.5,">max",">max",">max",1275.5,null,103.199999999954,">max",">max",">max",">max",">max",">max",">max",">max",">max",">max",">max",526,">max",">max",1117,1027.5,">max",">max",759,672.5,">max",">max",">max",">max",">max",">max",">max",1233.5]
[null,null,null,null,null,null,null,null,103.299999999954,">max",">max",">max",">max",">max",">max",">max",">max",">max",">max",">max",481.5,">max",">max",">max",975.5,">max",">max",">max",712,">max",">max",">max",1334,">max",">max",">max",1276.5,null,103.299999999954,">max",">max",">max",">max",">max",">max",">max",">max",">max",">max",">max",527.5,">max",">max",1117.5,1028.5,">max",">max",759.5,673,">max",">max",">max",">max",">max",">max",">max",1234.5]
[null,null,null,null,null,null,null,null,103.59999999995399,">max",">max",">max",">max",">max",">max",">max",">max",">max",">max",">max",483.5,">max",">max",">max",978,">max",">max",">max",713.5,">max",">max",">max",1337,">max",">max",">max",1279,null,103.59999999995399,">max",">max",">max",">max",">max",">max",">max",">max",">max",">max",">max",531,">max",">max",1120,1030.5,">max",">max",761,674.5,">max",">max",">max",">max",">max",">max",">max",1237]
[null,null,null,null,null,null,null,null,103.699999999954,">max",">max",">max",">max",">max",">max",">max",">max",">max",">max",">max",484,">max",">max",">max",978.5,">max",">max",">max",714,">max",">max",">max",1338,">max",">max",">max",1280,null,103.699999999954,">max",">max",">max",">max",">max",">max",">max",">max",">max",">max",">max",532.5,">max",">max",">max",1031,">max",">max",761.5,674.5,">max",">max",">max",">max",">max",">max",">max",1237.5]
[null,null,null,null,null,null,null,null,104.099999999953,">max",">max",">max",">max",">max",">max",">max",">max",">max",">max",">max",486,">max",">max",">max",981.5,">max",">max",">max",716,">max",">max",">max",1342,">max",">max",">max",1283,null,104.099999999953,">max",">max",">max",">max",">max",">max",">max",">max",">max",">max",">max",537.5,">max",">max",">max",1034,">max",">max",763.5,676.5,">max",">max",">max",">max",">max",">max",">max",1240.5]
[null,null,null,null,null,null,null,null,104.19999999995299,">max",">max",">max",">max",">max",">max",">max",">max",">max",">max",">max",486.5,">max",">max",">max",982.5,">max",">max",">max",716.5,">max",">max",">max",1343,">max",">max",">max",1284,null,104.19999999995299,">max",">max",">max",">max",">max",">max",">max",">max",">max",">max",">max",538.5,">max",">max",">max",1035,">max",">max",764,677,">max",">max",">max",">max",">max",">max",">max",1241.5]
[null,null,null,null,null,null,null,null,104.499999999953,">max",">max",">max",">max",">max",">max",">max",">max",">max",">max",">max",488.5,">max",">max",">max",984.5,">max",">max",">max",718,">max",">max",">max",1345.5,">max",">max",">max",1286.5,null,104.499999999953,">max",">max",">max",">max",">max",">max",">max",">max",">max",">max",">max",542.5,">max",">max",">max",1037,">max",">max",765,678,">max",">max",">max",">max",">max",">max",">max",1243.5]
[null,null,null,null,null,null,null,null,104.69999999995299,">max",">max",">max",">max",">max",">max",">max",">max",">max",">max",">max",489.5,">max",">max",">max",986,">max",">max",">max",719,">max",">max",">max",1347.5,">max",">max",">max",1288,null,104.69999999995299,">max",">max",">max",">max",">max",">max",">max",">max",">max",">max",">max",545,">max",">max",">max",1038.5,">max",">max",766,679,">max",">max",">max",">max",">max",">max",">max",1245]
[null,null,null,null,null,null,null,null,104.999999999953,">max",">max",">max",">max",">max",">max",">max",">max",">max",">max",">max",491.5,">max",">max",">max",988,">max",">max",">max",720.5,">max",">max",">max",1350.5,">max",">max",">max",1291,null,104.999999999953,">max",">max",">max",">max",">max",">max",">max",">max",">max",">max",">max",548.5,">max",">max",">max",1040.5,">max",">max",767.5,680,">max",">max",">max",">max",">max",">max",">max",1247.5]
[null,null,null,null,null,null,null,null,105.099999999953,">max",">max",">max",">max",">max",">max",">max",">max",">max",">max",">max",492,">max",">max",">max",989,">max",">max",">max",721,">max",">max",">max",1351.5,">max",">max",">max",1291.5,null,105.099999999953,">max",">max",">max",">max",">max",">max",">max",">max",">max",">max",">max",550,">max",">max",">max",1041.5,">max",">max",768,680.5,">max",">max",">max",">max",">max",">max",">max",1248]
[null,null,null,null,null,null,null,null,105.499999999952,">max",">max",">max",">max",">max",">max",">max",">max",">max",">max",">max",494.5,">max",">max",">max",992,">max",">max",">max",723,">max",">max",">max",1355,">max",">max",">max",1295,null,105.499999999952,">max",">max",">max",">max",">max",">max",">max",">max",">max",">max",">max",">max",">max",">max",">max",1044,">max",">max",770,682.5,">max",">max",">max",">max",">max",">max",">max",1251]
[null,null,null,null,null,null,null,null,105.599999999952,">max",">max",">max",">max",">max",">max",">max",">max",">max",">max",">max",495,">max",">max",">max",992.5,">max",">max",">max",723.5,">max",">max",">max",1356,">max",">max",">max",1296,null,105.599999999952,">max",">max",">max",">max",">max",">max",">max",">max",">max",">max",">max",">max",">max",">max",">max",1045,">max",">max",770,682.5,">max",">max",">max",">max",">max",">max",">max",1252]
[null,null,null,null,null,null,null,null,105.899999999952,">max",">max",">max",">max",">max",">max",">max",">max",">max",">max",">max",497,">max",">max",">max",995,">max",">max",">max",725,">max",">max",">max",1359,">max",">max",">max",1298.5,null,105.899999999952,">max",">max",">max",">max",">max",">max",">max",">max",">max",">max",">max",">max",">max",">max",">max",1047,">max",">max",771.5,684,">max",">max",">max",">max",">max",">max",">max",1254]
[null,null,null,null,null,null,null,null,106.099999999951,">max",">max",">max",">max",">max",">max",">max",">max",">max",">max",">max",498,">max",">max",">max",996.5,">max",">max",">max",726,">max",">max",">max",1361,">max",">max",">max",1300,null,106.099999999951,">max",">max",">max",">max",">max",">max",">max",">max",">max",">max",">max",">max",">max",">max",">max",1048.5,">max",">max",772.5,685,">max",">max",">max",">max",">max",">max",">max",1255.5]
[null,null,null,null,null,null,null,null,106.39999999995101,">max",">max",">max",">max",">max",">max",">max",">max",">max",">max",">max",500,">max",">max",">max",998.5,">max",">max",">max",727.5,">max",">max",">max",1364,">max",">max",">max",1302.5,null,106.39999999995101,">max",">max",">max",">max",">max",">max",">max",">max",">max",">max",">max",">max",">max",">max",">max",1050.5,">max",">max",774,686,">max",">max",">max",">max",">max",">max",">max",1258]
[null,null,null,null,null,null,null,null,106.499999999951,">max",">max",">max",">max",">max",">max",">max",">max",">max",">max",">max",500.5,">max",">max",">max",999.5,">max",">max",">max",728,">max",">max",">max",1364.5,">max",">max",">max",1303.5,null,106.499999999951,">max",">max",">max",">max",">max",">max",">max",">max",">max",">max",">max",">max",">max",">max",">max",1051.5,">max",">max",774.5,686.5,">max",">max",">max",">max",">max",">max",">max",1259]
[null,null,null,null,null,null,null,null,106.89999999995101,">max",">max",">max",">max",">max",">max",">max",">max",">max",">max",">max",503,">max",">max",">max",1002.5,">max",">max",">max",730,">max",">max",">max",1368.5,">max",">max",">max",1307,null,106.89999999995101,">max",">max",">max",">max",">max",">max",">max",">max",">max",">max",">max",">max",">max",">max",">max",1054,">max",">max",776,688,">max",">max",">max",">max",">max",">max",">max",1262]
[null,null,null,null,null,null,null,null,106.99999999995001,">max",">max",">max",">max",">max",">max",">max",">max",">max",">max",">max",504,">max",">max",">max",1003,">max",">max",">max",730.5,">max",">max",">max",1369.5,">max",">max",">max",1307.5,null,106.99999999995001,">max",">max",">max",">max",">max",">max",">max",">max",">max",">max",">max",">max",">max",">max",">max",1055,">max",">max",776.5,688.5,">max",">max",">max",">max",">max",">max",">max",1262.5]
[null,null,null,null,null,null,null,null,107.29999999995,">max",">max",">max",">max",">max",">max",">max",">max",">max",">max",">max",506,">max",">max",">max",1005.5,">max",">max",">max",732,">max",">max",">max",1372.5,">max",">max",">max",1310,null,107.29999999995,">max",">max",">max",">max",">max",">max",">max",">max",">max",">max",">max",">max",">max",">max",">max",1057,">max",">max",778,690,">max",">max",">max",">max",">max",">max",">max",1265]
[null,null,null,null,null,null,null,null,107.39999999995,">max",">max",">max",">max",">max",">max",">max",">max",">max",">max",">max",506.5,">max",">max",">max",1006,">max",">max",">max",732.5,">max",">max",">max",1373.5,">max",">max",">max",1311,null,107.39999999995,">max",">max",">max",">max",">max",">max",">max",">max",">max",">max",">max",">max",">max",">max",">max",1058,">max",">max",778.5,690.5,">max",">max",">max",">max",">max",">max",">max",1265.5]
[null,null,null,null,null,null,null,null,107.69999999994999,">max",">max",">max",">max",">max",">max",">max",">max",">max",">max",">max",508.5,">max",">max",">max",1008.5,">max",">max",">max",734,">max",">max",">max",1376,">max",">max",">max",1313.5,null,107.69999999994999,">max",">max",">max",">max",">max",">max",">max",">max",">max",">max",">max",">max",">max",">max",">max",1060,">max",">max",780,691.5,">max",">max",">max",">max",">max",">max",">max",1268]
[null,null,null,null,null,null,null,null,107.89999999995,">max",">max",">max",">max",">max",">max",">max",">max",">max",">max",">max",510,">max",">max",">max",1010,">max",">max",">max",735,">max",">max",">max",1378,">max",">max",">max",1315,null,107.89999999995,">max",">max",">max",">max",">max",">max",">max",">max",">max",">max",">max",">max",">max",">max",">max",1061.5,">max",">max",781,692.5,">max",">max",">max",">max",">max",">max",">max",1269.5]
[null,null,null,null,null,null,null,null,108.199999999949,">max",">max",">max",">max",">max",">max",">max",">max",">max",">max",">max",512,">max",">max",">max",1012,">max",">max",">max",736.5,">max",">max",">max",1381,">max",">max",">max",1317.5,null,108.199999999949,">max",">max",">max",">max",">max",">max",">max",">max",">max",">max",">max",">max",">max",">max",">max",1063.5,">max",">max",782,693.5,">max",">max",">max",">max",">max",">max",">max",1271.5]
[null,null,null,null,null,null,null,null,108.499999999949,">max",">max",">max",">max",">max",">max",">max",">max",">max",">max",">max",514,">max",">max",">max",1014.5,">max",">max",">max",738,">max",">max",">max",1384,">max",">max",">max",1320,null,108.499999999949,">max",">max",">max",">max",">max",">max",">max",">max",">max",">max",">max",">max",">max",">max",">max",1065.5,">max",">max",783.5,695,">max",">max",">max",">max",">max",">max",">max",1274]
[null,null,null,null,null,null,null,null,108.699999999949,">max",">max",">max",">max",">max",">max",">max",">max",">max",">max",">max",515.5,">max",">max",">max",1016,">max",">max",">max",739,">max",">max",">max",1385.5,">max",">max",">max",1322,null,108.699999999949,">max",">max",">max",">max",">max",">max",">max",">max",">max",">max",">max",">max",">max",">max",">max",1067,">max",">max",784.5,696,">max",">max",">max",">max",">max",">max",">max",1275.5]
[null,null,null,null,null,null,null,null,108.79999999994899,">max",">max",">max",">max",">max",">max",">max",">max",">max",">max",">max",516,">max",">max",">max",1016.5,">max",">max",">max",739.5,">max",">max",">max",1386.5,">max",">max",">max",1323,null,108.79999999994899,">max",">max",">max",">max",">max",">max",">max",">max",">max",">max",">max",">max",">max",">max",">max",1068,">max",">max",785,696,">max",">max",">max",">max",">max",">max",">max",1276]
[null,null,null,null,null,null,null,null,109.099999999948,">max",">max",">max",">max",">max",">max",">max",">max",">max",">max",">max",518,">max",">max",">max",1018.5,">max",">max",">max",741,">max",">max",">max",1389.5,">max",">max",">max",1325.5,null,109.099999999948,">max",">max",">max",">max",">max",">max",">max",">max",">max",">max",">max",">max",">max",">max",">max",1070,">max",">max",786.5,697.5,">max",">max",">max",">max",">max",">max",">max",1278.5]
[null,null,null,null,null,null,null,null,109.19999999994801,">max",">max",">max",">max",">max",">max",">max",">max",">max",">max",">max",519,">max",">max",">max",1019.5,">max",">max",">max",741.5,">max",">max",">max",1390.5,">max",">max",">max",1326,null,109.19999999994801,">max",">max",">max",">max",">max",">max",">max",">max",">max",">max",">max",">max",">max",">max",">max",1070.5,">max",">max",787,698,">max",">max",">max",">max",">max",">max",">max",1279]
[null,null,null,null,null,null,null,null,109.599999999948,">max",">max",">max",">max",">max",">max",">max",">max",">max",">max",">max",522,">max",">max",">max",1022.5,">max",">max",">max",743.5,">max",">max",">max",1394.5,">max",">max",">max",1329.5,null,109.599999999948,">max",">max",">max",">max",">max",">max",">max",">max",">max",">max",">max",">max",">max",">max",">max",1073.5,">max",">max",788.5,699.5,">max",">max",">max",">max",">max",">max",">max",1282]
[null,null,null,null,null,null,null,null,109.69999999994801,">max",">max",">max",">max",">max",">max",">max",">max",">max",">max",">max",522.5,">max",">max",">max",1023,">max",">max",">max",744,">max",">max",">max",1395,">max",">max",">max",1330.5,null,109.69999999994801,">max",">max",">max",">max",">max",">max",">max",">max",">max",">max",">max",">max",">max",">max",">max",1074.5,">max",">max",789,700,">max",">max",">max",">max",">max",">max",">max",1283]
[null,null,null,null,null,null,null,null,110.099999999947,">max",">max",">max",">max",">max",">max",">max",">max",">max",">max",">max",525.5,">max",">max",">max",1026,">max",">max",">max",746,">max",">max",">max",1399,">max",">max",">max",1333.5,null,110.099999999947,">max",">max",">max",">max",">max",">max",">max",">max",">max",">max",">max",">max",">max",">max",">max",1077,">max",">max",791,701.5,">max",">max",">max",">max",">max",">max",">max",1286]
[null,null,null,null,null,null,null,null,110.199999999947,">max",">max",">max",">max",">max",">max",">max",">max",">max",">max",">max",526,">max",">max",">max",1027,">max",">max",">max",746.5,">max",">max",">max",1400,">max",">max",">max",1334.5,null,110.199999999947,">max",">max",">max",">max",">max",">max",">max",">max",">max",">max",">max",">max",">max",">max",">max",1078,">max",">max",791.5,702,">max",">max",">max",">max",">max",">max",">max",1286.5]
[null,null,null,null,null,null,null,null,110.49999999994699,">max",">max",">max",">max",">max",">max",">max",">max",">max",">max",">max",528.5,">max",">max",">max",1029,">max",">max",">max",748,">max",">max",">max",">max",">max",">max",">max",1337,null,110.49999999994699,">max",">max",">max",">max",">max",">max",">max",">max",">max",">max",">max",">max",">max",">max",">max",1080,">max",">max",793,703.5,">max",">max",">max",">max",">max",">max",">max",1289]
[null,null,null,null,null,null,null,null,110.599999999947,">max",">max",">max",">max",">max",">max",">max",">max",">max",">max",">max",529,">max",">max",">max",1030,">max",">max",">max",748.5,">max",">max",">max",">max",">max",">max",">max",1338,null,110.599999999947,">max",">max",">max",">max",">max",">max",">max",">max",">max",">max",">max",">max",">max",">max",">max",1080.5,">max",">max",793.5,704,">max",">max",">max",">max",">max",">max",">max",1289.5]
[null,null,null,null,null,null,null,null,110.799999999946,">max",">max",">max",">max",">max",">max",">max",">max",">max",">max",">max",530.5,">max",">max",">max",1031.5,">max",">max",">max",749.5,">max",">max",">max",">max",">max",">max",">max",1339.5,null,110.799999999946,">max",">max",">max",">max",">max",">max",">max",">max",">max",">max",">max",">max",">max",">max",">max",1082,">max",">max",794,704.5,">max",">max",">max",">max",">max",">max",">max",1291]
[null,null,null,null,null,null,null,null,111.09999999994599,">max",">max",">max",">max",">max",">max",">max",">max",">max",">max",">max",533,">max",">max",">max",1033.5,">max",">max",">max",751,">max",">max",">max",">max",">max",">max",">max",1342,null,111.09999999994599,">max",">max",">max",">max",">max",">max",">max",">max",">max",">max",">max",">max",">max",">max",">max",1084.5,">max",">max",795.5,706,">max",">max",">max",">max",">max",">max",">max",1293.5]
[null,null,null,null,null,null,null,null,111.399999999946,">max",">max",">max",">max",">max",">max",">max",">max",">max",">max",">max",535,">max",">max",">max",1036,">max",">max",">max",752.5,">max",">max",">max",">max",">max",">max",">max",1344.5,null,111.399999999946,">max",">max",">max",">max",">max",">max",">max",">max",">max",">max",">max",">max",">max",">max",">max",1086.5,">max",">max",797,707,">max",">max",">max",">max",">max",">max",">max",1295.5]
[null,null,null,null,null,null,null,null,111.59999999994599,">max",">max",">max",">max",">max",">max",">max",">max",">max",">max",">max",536.5,">max",">max",">max",1037.5,">max",">max",">max",753.5,">max",">max",">max",">max",">max",">max",">max",1346.5,null,111.59999999994599,">max",">max",">max",">max",">max",">max",">max",">max",">max",">max",">max",">max",">max",">max",">max",1088,">max",">max",798,708,">max",">max",">max",">max",">max",">max",">max",1297]
[null,null,null,null,null,null,null,null,111.899999999945,">max",">max",">max",">max",">max",">max",">max",">max",">max",">max",">max",538.5,">max",">max",">max",1039.5,">max",">max",">max",755,">max",">max",">max",">max",">max",">max",">max",1349,null,111.899999999945,">max",">max",">max",">max",">max",">max",">max",">max",">max",">max",">max",">max",">max",">max",">max",1090,">max",">max",799,709,">max",">max",">max",">max",">max",">max",">max",1299.5]
[null,null,null,null,null,null,null,null,111.999999999945,">max",">max",">max",">max",">max",">max",">max",">max",">max",">max",">max",539.5,">max",">max",">max",1040.5,">max",">max",">max",755.5,">max",">max",">max",">max",">max",">max",">max",1349.5,null,111.999999999945,">max",">max",">max",">max",">max",">max",">max",">max",">max",">max",">max",">max",">max",">max",">max",1090.5,">max",">max",799.5,709.5,">max",">max",">max",">max",">max",">max",">max",1300]
[null,null,null,null,null,null,null,null,112.299999999945,">max",">max",">max",">max",">max",">max",">max",">max",">max",">max",">max",541.5,">max",">max",">max",1042.5,">max",">max",">max",757,">max",">max",">max",">max",">max",">max",">max",1352,null,112.299999999945,">max",">max",">max",">max",">max",">max",">max",">max",">max",">max",">max",">max",">max",">max",">max",1093,">max",">max",801,711,">max",">max",">max",">max",">max",">max",">max",1302.5]
[null,null,null,null,null,null,null,null,112.399999999945,">max",">max",">max",">max",">max",">max",">max",">max",">max",">max",">max",542.5,">max",">max",">max",1043.5,">max",">max",">max",757.5,">max",">max",">max",">max",">max",">max",">max",1353,null,112.399999999945,">max",">max",">max",">max",">max",">max",">max",">max",">max",">max",">max",">max",">max",">max",">max",1093.5,">max",">max",801.5,711.5,">max",">max",">max",">max",">max",">max",">max",1303]
[null,null,null,null,null,null,null,null,112.79999999994401,">max",">max",">max",">max",">max",">max",">max",">max",">max",">max",">max",545.5,">max",">max",">max",1046.5,">max",">max",">max",759.5,">max",">max",">max",">max",">max",">max",">max",1356.5,null,112.79999999994401,">max",">max",">max",">max",">max",">max",">max",">max",">max",">max",">max",">max",">max",">max",">max",1096.5,">max",">max",803.5,713,">max",">max",">max",">max",">max",">max",">max",1306]
[null,null,null,null,null,null,null,null,112.899999999944,">max",">max",">max",">max",">max",">max",">max",">max",">max",">max",">max",546,">max",">max",">max",1047,">max",">max",">max",760,">max",">max",">max",">max",">max",">max",">max",1357,null,112.899999999944,">max",">max",">max",">max",">max",">max",">max",">max",">max",">max",">max",">max",">max",">max",">max",1097,">max",">max",804,713.5,">max",">max",">max",">max",">max",">max",">max",1307]
[null,null,null,null,null,null,null,null,113.199999999944,">max",">max",">max",">max",">max",">max",">max",">max",">max",">max",">max",548.5,">max",">max",">max",1049,">max",">max",">max",761.5,">max",">max",">max",">max",">max",">max",">max",1359.5,null,113.199999999944,">max",">max",">max",">max",">max",">max",">max",">max",">max",">max",">max",">max",">max",">max",">max",1099.5,">max",">max",805,714.5,">max",">max",">max",">max",">max",">max",">max",1309]
[null,null,null,null,null,null,null,null,113.399999999944,">max",">max",">max",">max",">max",">max",">max",">max",">max",">max",">max",550,">max",">max",">max",1050.5,">max",">max",">max",762.5,">max",">max",">max",">max",">max",">max",">max",1361.5,null,113.399999999944,">max",">max",">max",">max",">max",">max",">max",">max",">max",">max",">max",">max",">max",">max",">max",1100.5,">max",">max",806,715.5,">max",">max",">max",">max",">max",">max",">max",1310.5]
[null,null,null,null,null,null,null,null,113.699999999943,">max",">max",">max",">max",">max",">max",">max",">max",">max",">max",">max",">max",">max",">max",">max",1053,">max",">max",">max",764,">max",">max",">max",">max",">max",">max",">max",1364,null,113.699999999943,">max",">max",">max",">max",">max",">max",">max",">max",">max",">max",">max",">max",">max",">max",">max",1103,">max",">max",807.5,716.5,">max",">max",">max",">max",">max",">max",">max",1312.5]
[null,null,null,null,null,null,null,null,113.799999999943,">max",">max",">max",">max",">max",">max",">max",">max",">max",">max",">max",">max",">max",">max",">max",1053.5,">max",">max",">max",764.5,">max",">max",">max",">max",">max",">max",">max",1365,null,113.799999999943,">max",">max",">max",">max",">max",">max",">max",">max",">max",">max",">max",">max",">max",">max",">max",1103.5,">max",">max",808,717,">max",">max",">max",">max",">max",">max",">max",1313.5]
[null,null,null,null,null,null,null,null,113.999999999943,">max",">max",">max",">max",">max",">max",">max",">max",">max",">max",">max",">max",">max",">max",">max",1055,">max",">max",">max",765.5,">max",">max",">max",">max",">max",">max",">max",1366.5,null,113.999999999943,">max",">max",">max",">max",">max",">max",">max",">max",">max",">max",">max",">max",">max",">max",">max",1105,">max",">max",809,718,">max",">max",">max",">max",">max",">max",">max",1315]
[null,null,null,null,null,null,null,null,114.299999999943,">max",">max",">max",">max",">max",">max",">max",">max",">max",">max",">max",">max",">max",">max",">max",1057.5,">max",">max",">max",767,">max",">max",">max",">max",">max",">max",">max",1369,null,114.299999999943,">max",">max",">max",">max",">max",">max",">max",">max",">max",">max",">max",">max",">max",">max",">max",1107,">max",">max",810,719,">max",">max",">max",">max",">max",">max",">max",1317]
[null,null,null,null,null,null,null,null,114.599999999942,">max",">max",">max",">max",">max",">max",">max",">max",">max",">max",">max",">max",">max",">max",">max",1059.5,">max",">max",">max",768.5,">max",">max",">max",">max",">max",">max",">max",1371.5,null,114.599999999942,">max",">max",">max",">max",">max",">max",">max",">max",">max",">max",">max",">max",">max",">max",">max",1109.5,">max",">max",811.5,720.5,">max",">max",">max",">max",">max",">max",">max",1319.5]
[null,null,null,null,null,null,null,null,114.799999999942,">max",">max",">max",">max",">max",">max",">max",">max",">max",">max",">max",">max",">max",">max",">max",1061,">max",">max",">max",769.5,">max",">max",">max",">max",">max",">max",">max",1373,null,114.799999999942,">max",">max",">max",">max",">max",">max",">max",">max",">max",">max",">max",">max",">max",">max",">max",1110.5,">max",">max",812.5,721,">max",">max",">max",">max",">max",">max",">max",1321]
[null,null,null,null,null,null,null,null,115.099999999942,">max",">max",">max",">max",">max",">max",">max",">max",">max",">max",">max",">max",">max",">max",">max",1063.5,">max",">max",">max",771,">max",">max",">max",">max",">max",">max",">max",1375.5,null,115.099999999942,">max",">max",">max",">max",">max",">max",">max",">max",">max",">max",">max",">max",">max",">max",">max",1113,">max",">max",814,722.5,">max",">max",">max",">max",">max",">max",">max",1323]
[null,null,null,null,null,null,null,null,115.19999999994199,">max",">max",">max",">max",">max",">max",">max",">max",">max",">max",">max",">max",">max",">max",">max",1064,">max",">max",">max",771.5,">max",">max",">max",">max",">max",">max",">max",1376.5,null,115.19999999994199,">max",">max",">max",">max",">max",">max",">max",">max",">max",">max",">max",">max",">max",">max",">max",1113.5,">max",">max",814.5,723,">max",">max",">max",">max",">max",">max",">max",1324]
[null,null,null,null,null,null,null,null,115.499999999941,">max",">max",">max",">max",">max",">max",">max",">max",">max",">max",">max",">max",">max",">max",">max",1066.5,">max",">max",">max",773,">max",">max",">max",">max",">max",">max",">max",1379,null,115.499999999941,">max",">max",">max",">max",">max",">max",">max",">max",">max",">max",">max",">max",">max",">max",">max",1115.5,">max",">max",815.5,724,">max",">max",">max",">max",">max",">max",">max",1326]
[null,null,null,null,null,null,null,null,115.79999999994099,">max",">max",">max",">max",">max",">max",">max",">max",">max",">max",">max",">max",">max",">max",">max",1068.5,">max",">max",">max",774.5,">max",">max",">max",">max",">max",">max",">max",1381.5,null,115.79999999994099,">max",">max",">max",">max",">max",">max",">max",">max",">max",">max",">max",">max",">max",">max",">max",1118,">max",">max",817,725.5,">max",">max",">max",">max",">max",">max",">max",1328.5]
[null,null,null,null,null,null,null,null,115.999999999941,">max",">max",">max",">max",">max",">max",">max",">max",">max",">max",">max",">max",">max",">max",">max",1070,">max",">max",">max",775.5,">max",">max",">max",">max",">max",">max",">max",1383,null,115.999999999941,">max",">max",">max",">max",">max",">max",">max",">max",">max",">max",">max",">max",">max",">max",">max",1119.5,">max",">max",818,726,">max",">max",">max",">max",">max",">max",">max",1330]
[null,null,null,null,null,null,null,null,116.09999999994101,">max",">max",">max",">max",">max",">max",">max",">max",">max",">max",">max",">max",">max",">max",">max",1071,">max",">max",">max",776,">max",">max",">max",">max",">max",">max",">max",1384,null,116.09999999994101,">max",">max",">max",">max",">max",">max",">max",">max",">max",">max",">max",">max",">max",">max",">max",1120,">max",">max",818.5,726.5,">max",">max",">max",">max",">max",">max",">max",1330.5]
[null,null,null,null,null,null,null,null,116.29999999994099,">max",">max",">max",">max",">max",">max",">max",">max",">max",">max",">max",">max",">max",">max",">max",1072.5,">max",">max",">max",777.5,">max",">max",">max",">max",">max",">max",">max",1385.5,null,116.29999999994099,">max",">max",">max",">max",">max",">max",">max",">max",">max",">max",">max",">max",">max",">max",">max",">max",">max",">max",819.5,727.5,">max",">max",">max",">max",">max",">max",">max",1332]
[null,null,null,null,null,null,null,null,116.59999999994,">max",">max",">max",">max",">max",">max",">max",">max",">max",">max",">max",">max",">max",">max",">max",1074.5,">max",">max",">max",779,">max",">max",">max",">max",">max",">max",">max",1388.5,null,116.59999999994,">max",">max",">max",">max",">max",">max",">max",">max",">max",">max",">max",">max",">max",">max",">max",">max",">max",">max",821,728.5,">max",">max",">max",">max",">max",">max",">max",1334.5]
[null,null,null,null,null,null,null,null,116.89999999993999,">max",">max",">max",">max",">max",">max",">max",">max",">max",">max",">max",">max",">max",">max",">max",1077,">max",">max",">max",780.5,">max",">max",">max",">max",">max",">max",">max",1391,null,116.89999999993999,">max",">max",">max",">max",">max",">max",">max",">max",">max",">max",">max",">max",">max",">max",">max",">max",">max",">max",822,730,">max",">max",">max",">max",">max",">max",">max",1336.5]
[null,null,null,null,null,null,null,null,116.99999999994,">max",">max",">max",">max",">max",">max",">max",">max",">max",">max",">max",">max",">max",">max",">max",1077.5,">max",">max",">max",781,">max",">max",">max",">max",">max",">max",">max",1391.5,null,116.99999999994,">max",">max",">max",">max",">max",">max",">max",">max",">max",">max",">max",">max",">max",">max",">max",">max",">max",">max",822.5,730.5,">max",">max",">max",">max",">max",">max",">max",1337]
[null,null,null,null,null,null,null,null,117.399999999939,">max",">max",">max",">max",">max",">max",">max",">max",">max",">max",">max",">max",">max",">max",">max",1080.5,">max",">max",">max",783,">max",">max",">max",">max",">max",">max",">max",1395,null,117.399999999939,">max",">max",">max",">max",">max",">max",">max",">max",">max",">max",">max",">max",">max",">max",">max",">max",">max",">max",824.5,732,">max",">max",">max",">max",">max",">max",">max",1340]
[null,null,null,null,null,null,null,null,117.49999999993901,">max",">max",">max",">max",">max",">max",">max",">max",">max",">max",">max",">max",">max",">max",">max",1081.5,">max",">max",">max",783.5,">max",">max",">max",">max",">max",">max",">max",1396,null,117.49999999993901,">max",">max",">max",">max",">max",">max",">max",">max",">max",">max",">max",">max",">max",">max",">max",">max",">max",">max",825,732.5,">max",">max",">max",">max",">max",">max",">max",1341]
[null,null,null,null,null,null,null,null,117.799999999939,">max",">max",">max",">max",">max",">max",">max",">max",">max",">max",">max",">max",">max",">max",">max",1083.5,">max",">max",">max",785,">max",">max",">max",">max",">max",">max",">max",1398.5,null,117.799999999939,">max",">max",">max",">max",">max",">max",">max",">max",">max",">max",">max",">max",">max",">max",">max",">max",">max",">max",826.5,733.5,">max",">max",">max",">max",">max",">max",">max",1343]
[null,null,null,null,null,null,null,null,117.899999999939,">max",">max",">max",">max",">max",">max",">max",">max",">max",">max",">max",">max",">max",">max",">max",1084,">max",">max",">max",785.5,">max",">max",">max",">max",">max",">max",">max",1399,null,117.899999999939,">max",">max",">max",">max",">max",">max",">max",">max",">max",">max",">max",">max",">max",">max",">max",">max",">max",">max",826.5,734,">max",">max",">max",">max",">max",">max",">max",1344]
[null,null,null,null,null,null,null,null,118.299999999939,">max",">max",">max",">max",">max",">max",">max",">max",">max",">max",">max",">max",">max",">max",">max",1087,">max",">max",">max",787.5,">max",">max",">max",">max",">max",">max",">max",">max",null,118.299999999939,">max",">max",">max",">max",">max",">max",">max",">max",">max",">max",">max",">max",">max",">max",">max",">max",">max",">max",828.5,735.5,">max",">max",">max",">max",">max",">max",">max",1347]
[null,null,null,null,null,null,null,null,118.399999999939,">max",">max",">max",">max",">max",">max",">max",">max",">max",">max",">max",">max",">max",">max",">max",1088,">max",">max",">max",788,">max",">max",">max",">max",">max",">max",">max",">max",null,118.399999999939,">max",">max",">max",">max",">max",">max",">max",">max",">max",">max",">max",">max",">max",">max",">max",">max",">max",">max",829,736,">max",">max",">max",">max",">max",">max",">max",1347.5]
[null,null,null,null,null,null,null,null,118.699999999938,">max",">max",">max",">max",">max",">max",">max",">max",">max",">max",">max",">max",">max",">max",">max",1090,">max",">max",">max",789.5,">max",">max",">max",">max",">max",">max",">max",">max",null,118.699999999938,">max",">max",">max",">max",">max",">max",">max",">max",">max",">max",">max",">max",">max",">max",">max",">max",">max",">max",830.5,737.5,">max",">max",">max",">max",">max",">max",">max",1350]
[null,null,null,null,null,null,null,null,118.999999999938,">max",">max",">max",">max",">max",">max",">max",">max",">max",">max",">max",">max",">max",">max",">max",1092.5,">max",">max",">max",791,">max",">max",">max",">max",">max",">max",">max",">max",null,118.999999999938,">max",">max",">max",">max",">max",">max",">max",">max",">max",">max",">max",">max",">max",">max",">max",">max",">max",">max",832,738.5,">max",">max",">max",">max",">max",">max",">max",1352]
[null,null,null,null,null,null,null,null,119.199999999938,">max",">max",">max",">max",">max",">max",">max",">max",">max",">max",">max",">max",">max",">max",">max",1094,">max",">max",">max",792,">max",">max",">max",">max",">max",">max",">max",">max",null,119.199999999938,">max",">max",">max",">max",">max",">max",">max",">max",">max",">max",">max",">max",">max",">max",">max",">max",">max",">max",832.5,739.5,">max",">max",">max",">max",">max",">max",">max",1353.5]
[null,null,null,null,null,null,null,null,119.299999999937,">max",">max",">max",">max",">max",">max",">max",">max",">max",">max",">max",">max",">max",">max",">max",1094.5,">max",">max",">max",792.5,">max",">max",">max",">max",">max",">max",">max",">max",null,119.299999999937,">max",">max",">max",">max",">max",">max",">max",">max",">max",">max",">max",">max",">max",">max",">max",">max",">max",">max",833,740,">max",">max",">max",">max",">max",">max",">max",1354]
[null,null,null,null,null,null,null,null,119.499999999937,">max",">max",">max",">max",">max",">max",">max",">max",">max",">max",">max",">max",">max",">max",">max",1096,">max",">max",">max",793.5,">max",">max",">max",">max",">max",">max",">max",">max",null,119.499999999937,">max",">max",">max",">max",">max",">max",">max",">max",">max",">max",">max",">max",">max",">max",">max",">max",">max",">max",834,740.5,">max",">max",">max",">max",">max",">max",">max",1355.5]
[null,null,null,null,null,null,null,null,119.799999999937,">max",">max",">max",">max",">max",">max",">max",">max",">max",">max",">max",">max",">max",">max",">max",1098.5,">max",">max",">max",795,">max",">max",">max",">max",">max",">max",">max",">max",null,119.799999999937,">max",">max",">max",">max",">max",">max",">max",">max",">max",">max",">max",">max",">max",">max",">max",">max",">max",">max",835.5,742,">max",">max",">max",">max",">max",">max",">max",1358]
[null,null,null,null,null,null,null,null,120.099999999937,">max",">max",">max",">max",">max",">max",">max",">max",">max",">max",">max",">max",">max",">max",">max",1100.5,">max",">max",">max",796.5,">max",">max",">max",">max",">max",">max",">max",">max",null,120.099999999937,">max",">max",">max",">max",">max",">max",">max",">max",">max",">max",">max",">max",">max",">max",">max",">max",">max",">max",837,743,">max",">max",">max",">max",">max",">max",">max",1360]
[null,null,null,null,null,null,null,null,120.29999999993601,">max",">max",">max",">max",">max",">max",">max",">max",">max",">max",">max",">max",">max",">max",">max",1102,">max",">max",">max",797.5,">max",">max",">max",">max",">max",">max",">max",">max",null,120.29999999993601,">max",">max",">max",">max",">max",">max",">max",">max",">max",">max",">max",">max",">max",">max",">max",">max",">max",">max",837.5,744,">max",">max",">max",">max",">max",">max",">max",1361.5]
[null,null,null,null,null,null,null,null,120.599999999936,">max",">max",">max",">max",">max",">max",">max",">max",">max",">max",">max",">max",">max",">max",">max",1104.5,">max",">max",">max",799,">max",">max",">max",">max",">max",">max",">max",">max",null,120.599999999936,">max",">max",">max",">max",">max",">max",">max",">max",">max",">max",">max",">max",">max",">max",">max",">max",">max",">max",839,745,">max",">max",">max",">max",">max",">max",">max",1364]
[null,null,null,null,null,null,null,null,120.699999999936,">max",">max",">max",">max",">max",">max",">max",">max",">max",">max",">max",">max",">max",">max",">max",1105,">max",">max",">max",799.5,">max",">max",">max",">max",">max",">max",">max",">max",null,120.699999999936,">max",">max",">max",">max",">max",">max",">max",">max",">max",">max",">max",">max",">max",">max",">max",">max",">max",">max",839.5,745.5,">max",">max",">max",">max",">max",">max",">max",1364.5]
[null,null,null,null,null,null,null,null,120.99999999993599,">max",">max",">max",">max",">max",">max",">max",">max",">max",">max",">max",">max",">max",">max",">max",1107.5,">max",">max",">max",801,">max",">max",">max",">max",">max",">max",">max",">max",null,120.99999999993599,">max",">max",">max",">max",">max",">max",">max",">max",">max",">max",">max",">max",">max",">max",">max",">max",">max",">max",">max",747,">max",">max",">max",">max",">max",">max",">max",1367]
[null,null,null,null,null,null,null,null,121.299999999935,">max",">max",">max",">max",">max",">max",">max",">max",">max",">max",">max",">max",">max",">max",">max",1109.5,">max",">max",">max",802.5,">max",">max",">max",">max",">max",">max",">max",">max",null,121.299999999935,">max",">max",">max",">max",">max",">max",">max",">max",">max",">max",">max",">max",">max",">max",">max",">max",">max",">max",">max",748,">max",">max",">max",">max",">max",">max",">max",1369]
[null,null,null,null,null,null,null,null,121.499999999935,">max",">max",">max",">max",">max",">max",">max",">max",">max",">max",">max",">max",">max",">max",">max",1111,">max",">max",">max",803.5,">max",">max",">max",">max",">max",">max",">max",">max",null,121.499999999935,">max",">max",">max",">max",">max",">max",">max",">max",">max",">max",">max",">max",">max",">max",">max",">max",">max",">max",">max",749,">max",">max",">max",">max",">max",">max",">max",1370.5]
[null,null,null,null,null,null,null,null,121.59999999993499,">max",">max",">max",">max",">max",">max",">max",">max",">max",">max",">max",">max",">max",">max",">max",1112,">max",">max",">max",804,">max",">max",">max",">max",">max",">max",">max",">max",null,121.59999999993499,">max",">max",">max",">max",">max",">max",">max",">max",">max",">max",">max",">max",">max",">max",">max",">max",">max",">max",">max",749.5,">max",">max",">max",">max",">max",">max",">max",1371]
[null,null,null,null,null,null,null,null,121.799999999935,">max",">max",">max",">max",">max",">max",">max",">max",">max",">max",">max",">max",">max",">max",">max",1113.5,">max",">max",">max",805,">max",">max",">max",">max",">max",">max",">max",">max",null,121.799999999935,">max",">max",">max",">max",">max",">max",">max",">max",">max",">max",">max",">max",">max",">max",">max",">max",">max",">max",">max",750,">max",">max",">max",">max",">max",">max",">max",1372.5]
[null,null,null,null,null,null,null,null,122.09999999993499,">max",">max",">max",">max",">max",">max",">max",">max",">max",">max",">max",">max",">max",">max",">max",1115.5,">max",">max",">max",806.5,">max",">max",">max",">max",">max",">max",">max",">max",null,122.09999999993499,">max",">max",">max",">max",">max",">max",">max",">max",">max",">max",">max",">max",">max",">max",">max",">max",">max",">max",">max",751.5,">max",">max",">max",">max",">max",">max",">max",1375]
[null,null,null,null,null,null,null,null,122.399999999934,">max",">max",">max",">max",">max",">max",">max",">max",">max",">max",">max",">max",">max",">max",">max",1118,">max",">max",">max",808,">max",">max",">max",">max",">max",">max",">max",">max",null,122.399999999934,">max",">max",">max",">max",">max",">max",">max",">max",">max",">max",">max",">max",">max",">max",">max",">max",">max",">max",">max",752.5,">max",">max",">max",">max",">max",">max",">max",1377]
[null,null,null,null,null,null,null,null,122.499999999934,">max",">max",">max",">max",">max",">max",">max",">max",">max",">max",">max",">max",">max",">max",">max",1118.5,">max",">max",">max",808.5,">max",">max",">max",">max",">max",">max",">max",">max",null,122.499999999934,">max",">max",">max",">max",">max",">max",">max",">max",">max",">max",">max",">max",">max",">max",">max",">max",">max",">max",">max",753,">max",">max",">max",">max",">max",">max",">max",1378]
[null,null,null,null,null,null,null,null,122.899999999934,">max",">max",">max",">max",">max",">max",">max",">max",">max",">max",">max",">max",">max",">max",">max",">max",">max",">max",">max",810.5,">max",">max",">max",">max",">max",">max",">max",">max",null,122.899999999934,">max",">max",">max",">max",">max",">max",">max",">max",">max",">max",">max",">max",">max",">max",">max",">max",">max",">max",">max",754.5,">max",">max",">max",">max",">max",">max",">max",1381]
[null,null,null,null,null,null,null,null,122.999999999934,">max",">max",">max",">max",">max",">max",">max",">max",">max",">max",">max",">max",">max",">max",">max",">max",">max",">max",">max",811,">max",">max",">max",">max",">max",">max",">max",">max",null,122.999999999934,">max",">max",">max",">max",">max",">max",">max",">max",">max",">max",">max",">max",">max",">max",">max",">max",">max",">max",">max",755,">max",">max",">max",">max",">max",">max",">max",1381.5]
[null,null,null,null,null,null,null,null,123.29999999993299,">max",">max",">max",">max",">max",">max",">max",">max",">max",">max",">max",">max",">max",">max",">max",">max",">max",">max",">max",812.5,">max",">max",">max",">max",">max",">max",">max",">max",null,123.29999999993299,">max",">max",">max",">max",">max",">max",">max",">max",">max",">max",">max",">max",">max",">max",">max",">max",">max",">max",">max",756.5,">max",">max",">max",">max",">max",">max",">max",1384]
[null,null,null,null,null,null,null,null,123.399999999933,">max",">max",">max",">max",">max",">max",">max",">max",">max",">max",">max",">max",">max",">max",">max",">max",">max",">max",">max",813,">max",">max",">max",">max",">max",">max",">max",">max",null,123.399999999933,">max",">max",">max",">max",">max",">max",">max",">max",">max",">max",">max",">max",">max",">max",">max",">max",">max",">max",">max",757,">max",">max",">max",">max",">max",">max",">max",1384.5]
[null,null,null,null,null,null,null,null,123.79999999993299,">max",">max",">max",">max",">max",">max",">max",">max",">max",">max",">max",">max",">max",">max",">max",">max",">max",">max",">max",815,">max",">max",">max",">max",">max",">max",">max",">max",null,123.79999999993299,">max",">max",">max",">max",">max",">max",">max",">max",">max",">max",">max",">max",">max",">max",">max",">max",">max",">max",">max",758.5,">max",">max",">max",">max",">max",">max",">max",1387.5]
[null,null,null,null,null,null,null,null,123.899999999933,">max",">max",">max",">max",">max",">max",">max",">max",">max",">max",">max",">max",">max",">max",">max",">max",">max",">max",">max",815.5,">max",">max",">max",">max",">max",">max",">max",">max",null,123.899999999933,">max",">max",">max",">max",">max",">max",">max",">max",">max",">max",">max",">max",">max",">max",">max",">max",">max",">max",">max",759,">max",">max",">max",">max",">max",">max",">max",1388]
[null,null,null,null,null,null,null,null,124.199999999932,">max",">max",">max",">max",">max",">max",">max",">max",">max",">max",">max",">max",">max",">max",">max",">max",">max",">max",">max",817,">max",">max",">max",">max",">max",">max",">max",">max",null,124.199999999932,">max",">max",">max",">max",">max",">max",">max",">max",">max",">max",">max",">max",">max",">max",">max",">max",">max",">max",">max",760,">max",">max",">max",">max",">max",">max",">max",1390.5]
[null,null,null,null,null,null,null,null,124.499999999932,">max",">max",">max",">max",">max",">max",">max",">max",">max",">max",">max",">max",">max",">max",">max",">max",">max",">max",">max",818.5,">max",">max",">max",">max",">max",">max",">max",">max",null,124.499999999932,">max",">max",">max",">max",">max",">max",">max",">max",">max",">max",">max",">max",">max",">max",">max",">max",">max",">max",">max",761.5,">max",">max",">max",">max",">max",">max",">max",1392.5]
[null,null,null,null,null,null,null,null,124.699999999932,">max",">max",">max",">max",">max",">max",">max",">max",">max",">max",">max",">max",">max",">max",">max",">max",">max",">max",">max",819.5,">max",">max",">max",">max",">max",">max",">max",">max",null,124.699999999932,">max",">max",">max",">max",">max",">max",">max",">max",">max",">max",">max",">max",">max",">max",">max",">max",">max",">max",">max",762,">max",">max",">max",">max",">max",">max",">max",1394]
[null,null,null,null,null,null,null,null,124.799999999932,">max",">max",">max",">max",">max",">max",">max",">max",">max",">max",">max",">max",">max",">max",">max",">max",">max",">max",">max",820,">max",">max",">max",">max",">max",">max",">max",">max",null,124.799999999932,">max",">max",">max",">max",">max",">max",">max",">max",">max",">max",">max",">max",">max",">max",">max",">max",">max",">max",">max",762.5,">max",">max",">max",">max",">max",">max",">max",1395]
[null,null,null,null,null,null,null,null,124.999999999932,">max",">max",">max",">max",">max",">max",">max",">max",">max",">max",">max",">max",">max",">max",">max",">max",">max",">max",">max",821.5,">max",">max",">max",">max",">max",">max",">max",">max",null,124.999999999932,">max",">max",">max",">max",">max",">max",">max",">max",">max",">max",">max",">max",">max",">max",">max",">max",">max",">max",">max",763.5,">max",">max",">max",">max",">max",">max",">max",1396.5]
[null,null,null,null,null,null,null,null,125.299999999931,">max",">max",">max",">max",">max",">max",">max",">max",">max",">max",">max",">max",">max",">max",">max",">max",">max",">max",">max",823,">max",">max",">max",">max",">max",">max",">max",">max",null,125.299999999931,">max",">max",">max",">max",">max",">max",">max",">max",">max",">max",">max",">max",">max",">max",">max",">max",">max",">max",">max",764.5,">max",">max",">max",">max",">max",">max",">max",1398.5]
[null,null,null,null,null,null,null,null,125.599999999931,">max",">max",">max",">max",">max",">max",">max",">max",">max",">max",">max",">max",">max",">max",">max",">max",">max",">max",">max",824.5,">max",">max",">max",">max",">max",">max",">max",">max",null,125.599999999931,">max",">max",">max",">max",">max",">max",">max",">max",">max",">max",">max",">max",">max",">max",">max",">max",">max",">max",">max",766,">max",">max",">max",">max",">max",">max",">max",">max"]
[null,null,null,null,null,null,null,null,125.69999999993099,">max",">max",">max",">max",">max",">max",">max",">max",">max",">max",">max",">max",">max",">max",">max",">max",">max",">max",">max",825,">max",">max",">max",">max",">max",">max",">max",">max",null,125.69999999993099,">max",">max",">max",">max",">max",">max",">max",">max",">max",">max",">max",">max",">max",">max",">max",">max",">max",">max",">max",766,">max",">max",">max",">max",">max",">max",">max",">max"]
[null,null,null,null,null,null,null,null,125.99999999993,">max",">max",">max",">max",">max",">max",">max",">max",">max",">max",">max",">max",">max",">max",">max",">max",">max",">max",">max",826.5,">max",">max",">max",">max",">max",">max",">max",">max",null,125.99999999993,">max",">max",">max",">max",">max",">max",">max",">max",">max",">max",">max",">max",">max",">max",">max",">max",">max",">max",">max",767.5,">max",">max",">max",">max",">max",">max",">max",">max"]
[null,null,null,null,null,null,null,null,126.19999999993,">max",">max",">max",">max",">max",">max",">max",">max",">max",">max",">max",">max",">max",">max",">max",">max",">max",">max",">max",827.5,">max",">max",">max",">max",">max",">max",">max",">max",null,126.19999999993,">max",">max",">max",">max",">max",">max",">max",">max",">max",">max",">max",">max",">max",">max",">max",">max",">max",">max",">max",768,">max",">max",">max",">max",">max",">max",">max",">max"]
[null,null,null,null,null,null,null,null,126.49999999993,">max",">max",">max",">max",">max",">max",">max",">max",">max",">max",">max",">max",">max",">max",">max",">max",">max",">max",">max",829,">max",">max",">max",">max",">max",">max",">max",">max",null,126.49999999993,">max",">max",">max",">max",">max",">max",">max",">max",">max",">max",">max",">max",">max",">max",">max",">max",">max",">max",">max",769.5,">max",">max",">max",">max",">max",">max",">max",">max"]
[null,null,null,null,null,null,null,null,126.59999999993001,">max",">max",">max",">max",">max",">max",">max",">max",">max",">max",">max",">max",">max",">max",">max",">max",">max",">max",">max",829.5,">max",">max",">max",">max",">max",">max",">max",">max",null,126.59999999993001,">max",">max",">max",">max",">max",">max",">max",">max",">max",">max",">max",">max",">max",">max",">max",">max",">max",">max",">max",770,">max",">max",">max",">max",">max",">max",">max",">max"]
[null,null,null,null,null,null,null,null,126.999999999929,">max",">max",">max",">max",">max",">max",">max",">max",">max",">max",">max",">max",">max",">max",">max",">max",">max",">max",">max",831.5,">max",">max",">max",">max",">max",">max",">max",">max",null,126.999999999929,">max",">max",">max",">max",">max",">max",">max",">max",">max",">max",">max",">max",">max",">max",">max",">max",">max",">max",">max",771.5,">max",">max",">max",">max",">max",">max",">max",">max"]
[null,null,null,null,null,null,null,null,127.099999999929,">max",">max",">max",">max",">max",">max",">max",">max",">max",">max",">max",">max",">max",">max",">max",">max",">max",">max",">max",832,">max",">max",">max",">max",">max",">max",">max",">max",null,127.099999999929,">max",">max",">max",">max",">max",">max",">max",">max",">max",">max",">max",">max",">max",">max",">max",">max",">max",">max",">max",772,">max",">max",">max",">max",">max",">max",">max",">max"]
[null,null,null,null,null,null,null,null,127.39999999992899,">max",">max",">max",">max",">max",">max",">max",">max",">max",">max",">max",">max",">max",">max",">max",">max",">max",">max",">max",833.5,">max",">max",">max",">max",">max",">max",">max",">max",null,127.39999999992899,">max",">max",">max",">max",">max",">max",">max",">max",">max",">max",">max",">max",">max",">max",">max",">max",">max",">max",">max",773,">max",">max",">max",">max",">max",">max",">max",">max"]
[null,null,null,null,null,null,null,null,127.599999999929,">max",">max",">max",">max",">max",">max",">max",">max",">max",">max",">max",">max",">max",">max",">max",">max",">max",">max",">max",834.5,">max",">max",">max",">max",">max",">max",">max",">max",null,127.599999999929,">max",">max",">max",">max",">max",">max",">max",">max",">max",">max",">max",">max",">max",">max",">max",">max",">max",">max",">max",774,">max",">max",">max",">max",">max",">max",">max",">max"]
[null,null,null,null,null,null,null,null,127.899999999928,">max",">max",">max",">max",">max",">max",">max",">max",">max",">max",">max",">max",">max",">max",">max",">max",">max",">max",">max",836,">max",">max",">max",">max",">max",">max",">max",">max",null,127.899999999928,">max",">max",">max",">max",">max",">max",">max",">max",">max",">max",">max",">max",">max",">max",">max",">max",">max",">max",">max",775,">max",">max",">max",">max",">max",">max",">max",">max"]
[null,null,null,null,null,null,null,null,127.99999999992799,">max",">max",">max",">max",">max",">max",">max",">max",">max",">max",">max",">max",">max",">max",">max",">max",">max",">max",">max",836.5,">max",">max",">max",">max",">max",">max",">max",">max",null,127.99999999992799,">max",">max",">max",">max",">max",">max",">max",">max",">max",">max",">max",">max",">max",">max",">max",">max",">max",">max",">max",775.5,">max",">max",">max",">max",">max",">max",">max",">max"]
[null,null,null,null,null,null,null,null,128.39999999992801,">max",">max",">max",">max",">max",">max",">max",">max",">max",">max",">max",">max",">max",">max",">max",">max",">max",">max",">max",838.5,">max",">max",">max",">max",">max",">max",">max",">max",null,128.39999999992801,">max",">max",">max",">max",">max",">max",">max",">max",">max",">max",">max",">max",">max",">max",">max",">max",">max",">max",">max",777,">max",">max",">max",">max",">max",">max",">max",">max"]
[null,null,null,null,null,null,null,null,128.49999999992801,">max",">max",">max",">max",">max",">max",">max",">max",">max",">max",">max",">max",">max",">max",">max",">max",">max",">max",">max",839,">max",">max",">max",">max",">max",">max",">max",">max",null,128.49999999992801,">max",">max",">max",">max",">max",">max",">max",">max",">max",">max",">max",">max",">max",">max",">max",">max",">max",">max",">max",777.5,">max",">max",">max",">max",">max",">max",">max",">max"]
[null,null,null,null,null,null,null,null,128.79999999992799,">max",">max",">max",">max",">max",">max",">max",">max",">max",">max",">max",">max",">max",">max",">max",">max",">max",">max",">max",">max",">max",">max",">max",">max",">max",">max",">max",">max",null,128.79999999992799,">max",">max",">max",">max",">max",">max",">max",">max",">max",">max",">max",">max",">max",">max",">max",">max",">max",">max",">max",779,">max",">max",">max",">max",">max",">max",">max",">max"]
[null,null,null,null,null,null,null,null,128.89999999992699,">max",">max",">max",">max",">max",">max",">max",">max",">max",">max",">max",">max",">max",">max",">max",">max",">max",">max",">max",">max",">max",">max",">max",">max",">max",">max",">max",">max",null,128.89999999992699,">max",">max",">max",">max",">max",">max",">max",">max",">max",">max",">max",">max",">max",">max",">max",">max",">max",">max",">max",779.5,">max",">max",">max",">max",">max",">max",">max",">max"]
[null,null,null,null,null,null,null,null,129.199999999927,">max",">max",">max",">max",">max",">max",">max",">max",">max",">max",">max",">max",">max",">max",">max",">max",">max",">max",">max",">max",">max",">max",">max",">max",">max",">max",">max",">max",null,129.199999999927,">max",">max",">max",">max",">max",">max",">max",">max",">max",">max",">max",">max",">max",">max",">max",">max",">max",">max",">max",780.5,">max",">max",">max",">max",">max",">max",">max",">max"]
[null,null,null,null,null,null,null,null,129.39999999992699,">max",">max",">max",">max",">max",">max",">max",">max",">max",">max",">max",">max",">max",">max",">max",">max",">max",">max",">max",">max",">max",">max",">max",">max",">max",">max",">max",">max",null,129.39999999992699,">max",">max",">max",">max",">max",">max",">max",">max",">max",">max",">max",">max",">max",">max",">max",">max",">max",">max",">max",781.5,">max",">max",">max",">max",">max",">max",">max",">max"]
[null,null,null,null,null,null,null,null,129.699999999927,">max",">max",">max",">max",">max",">max",">max",">max",">max",">max",">max",">max",">max",">max",">max",">max",">max",">max",">max",">max",">max",">max",">max",">max",">max",">max",">max",">max",null,129.699999999927,">max",">max",">max",">max",">max",">max",">max",">max",">max",">max",">max",">max",">max",">max",">max",">max",">max",">max",">max",782.5,">max",">max",">max",">max",">max",">max",">max",">max"]
[null,null,null,null,null,null,null,null,129.99999999992599,">max",">max",">max",">max",">max",">max",">max",">max",">max",">max",">max",">max",">max",">max",">max",">max",">max",">max",">max",">max",">max",">max",">max",">max",">max",">max",">max",">max",null,129.99999999992599,">max",">max",">max",">max",">max",">max",">max",">max",">max",">max",">max",">max",">max",">max",">max",">max",">max",">max",">max",784,">max",">max",">max",">max",">max",">max",">max",">max"]
[null,null,null,null,null,null,null,null,130.19999999992601,">max",">max",">max",">max",">max",">max",">max",">max",">max",">max",">max",">max",">max",">max",">max",">max",">max",">max",">max",">max",">max",">max",">max",">max",">max",">max",">max",">max",null,130.19999999992601,">max",">max",">max",">max",">max",">max",">max",">max",">max",">max",">max",">max",">max",">max",">max",">max",">max",">max",">max",784.5,">max",">max",">max",">max",">max",">max",">max",">max"]
[null,null,null,null,null,null,null,null,130.299999999926,">max",">max",">max",">max",">max",">max",">max",">max",">max",">max",">max",">max",">max",">max",">max",">max",">max",">max",">max",">max",">max",">max",">max",">max",">max",">max",">max",">max",null,130.299999999926,">max",">max",">max",">max",">max",">max",">max",">max",">max",">max",">max",">max",">max",">max",">max",">max",">max",">max",">max",785,">max",">max",">max",">max",">max",">max",">max",">max"]
[null,null,null,null,null,null,null,null,130.59999999992601,">max",">max",">max",">max",">max",">max",">max",">max",">max",">max",">max",">max",">max",">max",">max",">max",">max",">max",">max",">max",">max",">max",">max",">max",">max",">max",">max",">max",null,130.59999999992601,">max",">max",">max",">max",">max",">max",">max",">max",">max",">max",">max",">max",">max",">max",">max",">max",">max",">max",">max",786,">max",">max",">max",">max",">max",">max",">max",">max"]
[null,null,null,null,null,null,null,null,130.69999999992501,">max",">max",">max",">max",">max",">max",">max",">max",">max",">max",">max",">max",">max",">max",">max",">max",">max",">max",">max",">max",">max",">max",">max",">max",">max",">max",">max",">max",null,130.69999999992501,">max",">max",">max",">max",">max",">max",">max",">max",">max",">max",">max",">max",">max",">max",">max",">max",">max",">max",">max",786.5,">max",">max",">max",">max",">max",">max",">max",">max"]
[null,null,null,null,null,null,null,null,131.09999999992499,">max",">max",">max",">max",">max",">max",">max",">max",">max",">max",">max",">max",">max",">max",">max",">max",">max",">max",">max",">max",">max",">max",">max",">max",">max",">max",">max",">max",null,131.09999999992499,">max",">max",">max",">max",">max",">max",">max",">max",">max",">max",">max",">max",">max",">max",">max",">max",">max",">max",">max",788.5,">max",">max",">max",">max",">max",">max",">max",">max"]
[null,null,null,null,null,null,null,null,131.19999999992501,">max",">max",">max",">max",">max",">max",">max",">max",">max",">max",">max",">max",">max",">max",">max",">max",">max",">max",">max",">max",">max",">max",">max",">max",">max",">max",">max",">max",null,131.19999999992501,">max",">max",">max",">max",">max",">max",">max",">max",">max",">max",">max",">max",">max",">max",">max",">max",">max",">max",">max",788.5,">max",">max",">max",">max",">max",">max",">max",">max"]
[null,null,null,null,null,null,null,null,131.59999999992499,">max",">max",">max",">max",">max",">max",">max",">max",">max",">max",">max",">max",">max",">max",">max",">max",">max",">max",">max",">max",">max",">max",">max",">max",">max",">max",">max",">max",null,131.59999999992499,">max",">max",">max",">max",">max",">max",">max",">max",">max",">max",">max",">max",">max",">max",">max",">max",">max",">max",">max",790.5,">max",">max",">max",">max",">max",">max",">max",">max"]
[null,null,null,null,null,null,null,null,131.69999999992501,">max",">max",">max",">max",">max",">max",">max",">max",">max",">max",">max",">max",">max",">max",">max",">max",">max",">max",">max",">max",">max",">max",">max",">max",">max",">max",">max",">max",null,131.69999999992501,">max",">max",">max",">max",">max",">max",">max",">max",">max",">max",">max",">max",">max",">max",">max",">max",">max",">max",">max",790.5,">max",">max",">max",">max",">max",">max",">max",">max"]
[null,null,null,null,null,null,null,null,131.999999999924,">max",">max",">max",">max",">max",">max",">max",">max",">max",">max",">max",">max",">max",">max",">max",">max",">max",">max",">max",">max",">max",">max",">max",">max",">max",">max",">max",">max",null,131.999999999924,">max",">max",">max",">max",">max",">max",">max",">max",">max",">max",">max",">max",">max",">max",">max",">max",">max",">max",">max",792,">max",">max",">max",">max",">max",">max",">max",">max"]
[null,null,null,null,null,null,null,null,132.09999999992399,">max",">max",">max",">max",">max",">max",">max",">max",">max",">max",">max",">max",">max",">max",">max",">max",">max",">max",">max",">max",">max",">max",">max",">max",">max",">max",">max",">max",null,132.09999999992399,">max",">max",">max",">max",">max",">max",">max",">max",">max",">max",">max",">max",">max",">max",">max",">max",">max",">max",">max",792.5,">max",">max",">max",">max",">max",">max",">max",">max"]
[null,null,null,null,null,null,null,null,132.29999999992401,">max",">max",">max",">max",">max",">max",">max",">max",">max",">max",">max",">max",">max",">max",">max",">max",">max",">max",">max",">max",">max",">max",">max",">max",">max",">max",">max",">max",null,132.29999999992401,">max",">max",">max",">max",">max",">max",">max",">max",">max",">max",">max",">max",">max",">max",">max",">max",">max",">max",">max",793,">max",">max",">max",">max",">max",">max",">max",">max"]
[null,null,null,null,null,null,null,null,132.59999999992399,">max",">max",">max",">max",">max",">max",">max",">max",">max",">max",">max",">max",">max",">max",">max",">max",">max",">max",">max",">max",">max",">max",">max",">max",">max",">max",">max",">max",null,132.59999999992399,">max",">max",">max",">max",">max",">max",">max",">max",">max",">max",">max",">max",">max",">max",">max",">max",">max",">max",">max",794.5,">max",">max",">max",">max",">max",">max",">max",">max"]
[null,null,null,null,null,null,null,null,132.89999999992301,">max",">max",">max",">max",">max",">max",">max",">max",">max",">max",">max",">max",">max",">max",">max",">max",">max",">max",">max",">max",">max",">max",">max",">max",">max",">max",">max",">max",null,132.89999999992301,">max",">max",">max",">max",">max",">max",">max",">max",">max",">max",">max",">max",">max",">max",">max",">max",">max",">max",">max",795.5,">max",">max",">max",">max",">max",">max",">max",">max"]
[null,null,null,null,null,null,null,null,133.099999999923,">max",">max",">max",">max",">max",">max",">max",">max",">max",">max",">max",">max",">max",">max",">max",">max",">max",">max",">max",">max",">max",">max",">max",">max",">max",">max",">max",">max",null,133.099999999923,">max",">max",">max",">max",">max",">max",">max",">max",">max",">max",">max",">max",">max",">max",">max",">max",">max",">max",">max",796.5,">max",">max",">max",">max",">max",">max",">max",">max"]
[null,null,null,null,null,null,null,null,133.39999999992301,">max",">max",">max",">max",">max",">max",">max",">max",">max",">max",">max",">max",">max",">max",">max",">max",">max",">max",">max",">max",">max",">max",">max",">max",">max",">max",">max",">max",null,133.39999999992301,">max",">max",">max",">max",">max",">max",">max",">max",">max",">max",">max",">max",">max",">max",">max",">max",">max",">max",">max",797.5,">max",">max",">max",">max",">max",">max",">max",">max"]
[null,null,null,null,null,null,null,null,133.49999999992301,">max",">max",">max",">max",">max",">max",">max",">max",">max",">max",">max",">max",">max",">max",">max",">max",">max",">max",">max",">max",">max",">max",">max",">max",">max",">max",">max",">max",null,133.49999999992301,">max",">max",">max",">max",">max",">max",">max",">max",">max",">max",">max",">max",">max",">max",">max",">max",">max",">max",">max",798,">max",">max",">max",">max",">max",">max",">max",">max"]
[null,null,null,null,null,null,null,null,133.89999999992199,">max",">max",">max",">max",">max",">max",">max",">max",">max",">max",">max",">max",">max",">max",">max",">max",">max",">max",">max",">max",">max",">max",">max",">max",">max",">max",">max",">max",null,133.89999999992199,">max",">max",">max",">max",">max",">max",">max",">max",">max",">max",">max",">max",">max",">max",">max",">max",">max",">max",">max",799.5,">max",">max",">max",">max",">max",">max",">max",">max"]
[null,null,null,null,null,null,null,null,133.99999999992201,">max",">max",">max",">max",">max",">max",">max",">max",">max",">max",">max",">max",">max",">max",">max",">max",">max",">max",">max",">max",">max",">max",">max",">max",">max",">max",">max",">max",null,133.99999999992201,">max",">max",">max",">max",">max",">max",">max",">max",">max",">max",">max",">max",">max",">max",">max",">max",">max",">max",">max",800,">max",">max",">max",">max",">max",">max",">max",">max"]
[null,null,null,null,null,null,null,null,134.29999999992199,">max",">max",">max",">max",">max",">max",">max",">max",">max",">max",">max",">max",">max",">max",">max",">max",">max",">max",">max",">max",">max",">max",">max",">max",">max",">max",">max",">max",null,134.29999999992199,">max",">max",">max",">max",">max",">max",">max",">max",">max",">max",">max",">max",">max",">max",">max",">max",">max",">max",">max",801.5,">max",">max",">max",">max",">max",">max",">max",">max"]
[null,null,null,null,null,null,null,null,134.39999999992199,">max",">max",">max",">max",">max",">max",">max",">max",">max",">max",">max",">max",">max",">max",">max",">max",">max",">max",">max",">max",">max",">max",">max",">max",">max",">max",">max",">max",null,134.39999999992199,">max",">max",">max",">max",">max",">max",">max",">max",">max",">max",">max",">max",">max",">max",">max",">max",">max",">max",">max",801.5,">max",">max",">max",">max",">max",">max",">max",">max"]
[null,null,null,null,null,null,null,null,134.699999999921,">max",">max",">max",">max",">max",">max",">max",">max",">max",">max",">max",">max",">max",">max",">max",">max",">max",">max",">max",">max",">max",">max",">max",">max",">max",">max",">max",">max",null,134.699999999921,">max",">max",">max",">max",">max",">max",">max",">max",">max",">max",">max",">max",">max",">max",">max",">max",">max",">max",">max",803,">max",">max",">max",">max",">max",">max",">max",">max"]
[null,null,null,null,null,null,null,null,134.89999999992099,">max",">max",">max",">max",">max",">max",">max",">max",">max",">max",">max",">max",">max",">max",">max",">max",">max",">max",">max",">max",">max",">max",">max",">max",">max",">max",">max",">max",null,134.89999999992099,">max",">max",">max",">max",">max",">max",">max",">max",">max",">max",">max",">max",">max",">max",">max",">max",">max",">max",">max",804,">max",">max",">max",">max",">max",">max",">max",">max"]
[null,null,null,null,null,null,null,null,135.199999999921,">max",">max",">max",">max",">max",">max",">max",">max",">max",">max",">max",">max",">max",">max",">max",">max",">max",">max",">max",">max",">max",">max",">max",">max",">max",">max",">max",">max",null,135.199999999921,">max",">max",">max",">max",">max",">max",">max",">max",">max",">max",">max",">max",">max",">max",">max",">max",">max",">max",">max",805,">max",">max",">max",">max",">max",">max",">max",">max"]
[null,null,null,null,null,null,null,null,135.49999999992099,">max",">max",">max",">max",">max",">max",">max",">max",">max",">max",">max",">max",">max",">max",">max",">max",">max",">max",">max",">max",">max",">max",">max",">max",">max",">max",">max",">max",null,135.49999999992099,">max",">max",">max",">max",">max",">max",">max",">max",">max",">max",">max",">max",">max",">max",">max",">max",">max",">max",">max",806,">max",">max",">max",">max",">max",">max",">max",">max"]
[null,null,null,null,null,null,null,null,135.69999999992001,">max",">max",">max",">max",">max",">max",">max",">max",">max",">max",">max",">max",">max",">max",">max",">max",">max",">max",">max",">max",">max",">max",">max",">max",">max",">max",">max",">max",null,135.69999999992001,">max",">max",">max",">max",">max",">max",">max",">max",">max",">max",">max",">max",">max",">max",">max",">max",">max",">max",">max",807,">max",">max",">max",">max",">max",">max",">max",">max"]
[null,null,null,null,null,null,null,null,135.79999999992,">max",">max",">max",">max",">max",">max",">max",">max",">max",">max",">max",">max",">max",">max",">max",">max",">max",">max",">max",">max",">max",">max",">max",">max",">max",">max",">max",">max",null,135.79999999992,">max",">max",">max",">max",">max",">max",">max",">max",">max",">max",">max",">max",">max",">max",">max",">max",">max",">max",">max",807.5,">max",">max",">max",">max",">max",">max",">max",">max"]
[null,null,null,null,null,null,null,null,136.09999999991999,">max",">max",">max",">max",">max",">max",">max",">max",">max",">max",">max",">max",">max",">max",">max",">max",">max",">max",">max",">max",">max",">max",">max",">max",">max",">max",">max",">max",null,136.09999999991999,">max",">max",">max",">max",">max",">max",">max",">max",">max",">max",">max",">max",">max",">max",">max",">max",">max",">max",">max",808.5,">max",">max",">max",">max",">max",">max",">max",">max"]
[null,null,null,null,null,null,null,null,136.29999999992,">max",">max",">max",">max",">max",">max",">max",">max",">max",">max",">max",">max",">max",">max",">max",">max",">max",">max",">max",">max",">max",">max",">max",">max",">max",">max",">max",">max",null,136.29999999992,">max",">max",">max",">max",">max",">max",">max",">max",">max",">max",">max",">max",">max",">max",">max",">max",">max",">max",">max",809.5,">max",">max",">max",">max",">max",">max",">max",">max"]
[null,null,null,null,null,null,null,null,136.59999999991899,">max",">max",">max",">max",">max",">max",">max",">max",">max",">max",">max",">max",">max",">max",">max",">max",">max",">max",">max",">max",">max",">max",">max",">max",">max",">max",">max",">max",null,136.59999999991899,">max",">max",">max",">max",">max",">max",">max",">max",">max",">max",">max",">max",">max",">max",">max",">max",">max",">max",">max",810.5,">max",">max",">max",">max",">max",">max",">max",">max"]
[null,null,null,null,null,null,null,null,136.69999999991899,">max",">max",">max",">max",">max",">max",">max",">max",">max",">max",">max",">max",">max",">max",">max",">max",">max",">max",">max",">max",">max",">max",">max",">max",">max",">max",">max",">max",null,136.69999999991899,">max",">max",">max",">max",">max",">max",">max",">max",">max",">max",">max",">max",">max",">max",">max",">max",">max",">max",">max",811,">max",">max",">max",">max",">max",">max",">max",">max"]
[null,null,null,null,null,null,null,null,137.09999999991899,">max",">max",">max",">max",">max",">max",">max",">max",">max",">max",">max",">max",">max",">max",">max",">max",">max",">max",">max",">max",">max",">max",">max",">max",">max",">max",">max",">max",null,137.09999999991899,">max",">max",">max",">max",">max",">max",">max",">max",">max",">max",">max",">max",">max",">max",">max",">max",">max",">max",">max",812.5,">max",">max",">max",">max",">max",">max",">max",">max"]
[null,null,null,null,null,null,null,null,137.19999999991899,">max",">max",">max",">max",">max",">max",">max",">max",">max",">max",">max",">max",">max",">max",">max",">max",">max",">max",">max",">max",">max",">max",">max",">max",">max",">max",">max",">max",null,137.19999999991899,">max",">max",">max",">max",">max",">max",">max",">max",">max",">max",">max",">max",">max",">max",">max",">max",">max",">max",">max",813,">max",">max",">max",">max",">max",">max",">max",">max"]
[null,null,null,null,null,null,null,null,137.499999999918,">max",">max",">max",">max",">max",">max",">max",">max",">max",">max",">max",">max",">max",">max",">max",">max",">max",">max",">max",">max",">max",">max",">max",">max",">max",">max",">max",">max",null,137.499999999918,">max",">max",">max",">max",">max",">max",">max",">max",">max",">max",">max",">max",">max",">max",">max",">max",">max",">max",">max",814.5,">max",">max",">max",">max",">max",">max",">max",">max"]
[null,null,null,null,null,null,null,null,137.599999999918,">max",">max",">max",">max",">max",">max",">max",">max",">max",">max",">max",">max",">max",">max",">max",">max",">max",">max",">max",">max",">max",">max",">max",">max",">max",">max",">max",">max",null,137.599999999918,">max",">max",">max",">max",">max",">max",">max",">max",">max",">max",">max",">max",">max",">max",">max",">max",">max",">max",">max",815,">max",">max",">max",">max",">max",">max",">max",">max"]
[null,null,null,null,null,null,null,null,137.79999999991799,">max",">max",">max",">max",">max",">max",">max",">max",">max",">max",">max",">max",">max",">max",">max",">max",">max",">max",">max",">max",">max",">max",">max",">max",">max",">max",">max",">max",null,137.79999999991799,">max",">max",">max",">max",">max",">max",">max",">max",">max",">max",">max",">max",">max",">max",">max",">max",">max",">max",">max",815.5,">max",">max",">max",">max",">max",">max",">max",">max"]
[null,null,null,null,null,null,null,null,138.099999999918,">max",">max",">max",">max",">max",">max",">max",">max",">max",">max",">max",">max",">max",">max",">max",">max",">max",">max",">max",">max",">max",">max",">max",">max",">max",">max",">max",">max",null,138.099999999918,">max",">max",">max",">max",">max",">max",">max",">max",">max",">max",">max",">max",">max",">max",">max",">max",">max",">max",">max",817,">max",">max",">max",">max",">max",">max",">max",">max"]
[null,null,null,null,null,null,null,null,138.39999999991699,">max",">max",">max",">max",">max",">max",">max",">max",">max",">max",">max",">max",">max",">max",">max",">max",">max",">max",">max",">max",">max",">max",">max",">max",">max",">max",">max",">max",null,138.39999999991699,">max",">max",">max",">max",">max",">max",">max",">max",">max",">max",">max",">max",">max",">max",">max",">max",">max",">max",">max",818,">max",">max",">max",">max",">max",">max",">max",">max"]
[null,null,null,null,null,null,null,null,138.599999999917,">max",">max",">max",">max",">max",">max",">max",">max",">max",">max",">max",">max",">max",">max",">max",">max",">max",">max",">max",">max",">max",">max",">max",">max",">max",">max",">max",">max",null,138.599999999917,">max",">max",">max",">max",">max",">max",">max",">max",">max",">max",">max",">max",">max",">max",">max",">max",">max",">max",">max",819,">max",">max",">max",">max",">max",">max",">max",">max"]
[null,null,null,null,null,null,null,null,138.89999999991699,">max",">max",">max",">max",">max",">max",">max",">max",">max",">max",">max",">max",">max",">max",">max",">max",">max",">max",">max",">max",">max",">max",">max",">max",">max",">max",">max",">max",null,138.89999999991699,">max",">max",">max",">max",">max",">max",">max",">max",">max",">max",">max",">max",">max",">max",">max",">max",">max",">max",">max",820,">max",">max",">max",">max",">max",">max",">max",">max"]
[null,null,null,null,null,null,null,null,138.99999999991701,">max",">max",">max",">max",">max",">max",">max",">max",">max",">max",">max",">max",">max",">max",">max",">max",">max",">max",">max",">max",">max",">max",">max",">max",">max",">max",">max",">max",null,138.99999999991701,">max",">max",">max",">max",">max",">max",">max",">max",">max",">max",">max",">max",">max",">max",">max",">max",">max",">max",">max",820.5,">max",">max",">max",">max",">max",">max",">max",">max"]
[null,null,null,null,null,null,null,null,139.29999999991699,">max",">max",">max",">max",">max",">max",">max",">max",">max",">max",">max",">max",">max",">max",">max",">max",">max",">max",">max",">max",">max",">max",">max",">max",">max",">max",">max",">max",null,139.29999999991699,">max",">max",">max",">max",">max",">max",">max",">max",">max",">max",">max",">max",">max",">max",">max",">max",">max",">max",">max",821.5,">max",">max",">max",">max",">max",">max",">max",">max"]
[null,null,null,null,null,null,null,null,139.39999999991599,">max",">max",">max",">max",">max",">max",">max",">max",">max",">max",">max",">max",">max",">max",">max",">max",">max",">max",">max",">max",">max",">max",">max",">max",">max",">max",">max",">max",null,139.39999999991599,">max",">max",">max",">max",">max",">max",">max",">max",">max",">max",">max",">max",">max",">max",">max",">max",">max",">max",">max",822,">max",">max",">max",">max",">max",">max",">max",">max"]
[null,null,null,null,null,null,null,null,139.799999999916,">max",">max",">max",">max",">max",">max",">max",">max",">max",">max",">max",">max",">max",">max",">max",">max",">max",">max",">max",">max",">max",">max",">max",">max",">max",">max",">max",">max",null,139.799999999916,">max",">max",">max",">max",">max",">max",">max",">max",">max",">max",">max",">max",">max",">max",">max",">max",">max",">max",">max",823.5,">max",">max",">max",">max",">max",">max",">max",">max"]
[null,null,null,null,null,null,null,null,139.89999999991599,">max",">max",">max",">max",">max",">max",">max",">max",">max",">max",">max",">max",">max",">max",">max",">max",">max",">max",">max",">max",">max",">max",">max",">max",">max",">max",">max",">max",null,139.89999999991599,">max",">max",">max",">max",">max",">max",">max",">max",">max",">max",">max",">max",">max",">max",">max",">max",">max",">max",">max",824,">max",">max",">max",">max",">max",">max",">max",">max"]
[null,null,null,null,null,null,null,null,140.19999999991501,">max",">max",">max",">max",">max",">max",">max",">max",">max",">max",">max",">max",">max",">max",">max",">max",">max",">max",">max",">max",">max",">max",">max",">max",">max",">max",">max",">max",null,140.19999999991501,">max",">max",">max",">max",">max",">max",">max",">max",">max",">max",">max",">max",">max",">max",">max",">max",">max",">max",">max",825.5,">max",">max",">max",">max",">max",">max",">max",">max"]
[null,null,null,null,null,null,null,null,140.399999999915,">max",">max",">max",">max",">max",">max",">max",">max",">max",">max",">max",">max",">max",">max",">max",">max",">max",">max",">max",">max",">max",">max",">max",">max",">max",">max",">max",">max",null,140.399999999915,">max",">max",">max",">max",">max",">max",">max",">max",">max",">max",">max",">max",">max",">max",">max",">max",">max",">max",">max",826,">max",">max",">max",">max",">max",">max",">max",">max"]
[null,null,null,null,null,null,null,null,140.69999999991501,">max",">max",">max",">max",">max",">max",">max",">max",">max",">max",">max",">max",">max",">max",">max",">max",">max",">max",">max",">max",">max",">max",">max",">max",">max",">max",">max",">max",null,140.69999999991501,">max",">max",">max",">max",">max",">max",">max",">max",">max",">max",">max",">max",">max",">max",">max",">max",">max",">max",">max",827.5,">max",">max",">max",">max",">max",">max",">max",">max"]
[null,null,null,null,null,null,null,null,140.799999999915,">max",">max",">max",">max",">max",">max",">max",">max",">max",">max",">max",">max",">max",">max",">max",">max",">max",">max",">max",">max",">max",">max",">max",">max",">max",">max",">max",">max",null,140.799999999915,">max",">max",">max",">max",">max",">max",">max",">max",">max",">max",">max",">max",">max",">max",">max",">max",">max",">max",">max",828,">max",">max",">max",">max",">max",">max",">max",">max"]
[null,null,null,null,null,null,null,null,140.99999999991499,">max",">max",">max",">max",">max",">max",">max",">max",">max",">max",">max",">max",">max",">max",">max",">max",">max",">max",">max",">max",">max",">max",">max",">max",">max",">max",">max",">max",null,140.99999999991499,">max",">max",">max",">max",">max",">max",">max",">max",">max",">max",">max",">max",">max",">max",">max",">max",">max",">max",">max",828.5,">max",">max",">max",">max",">max",">max",">max",">max"]
[null,null,null,null,null,null,null,null,141.29999999991401,">max",">max",">max",">max",">max",">max",">max",">max",">max",">max",">max",">max",">max",">max",">max",">max",">max",">max",">max",">max",">max",">max",">max",">max",">max",">max",">max",">max",null,141.29999999991401,">max",">max",">max",">max",">max",">max",">max",">max",">max",">max",">max",">max",">max",">max",">max",">max",">max",">max",">max",830,">max",">max",">max",">max",">max",">max",">max",">max"]
[null,null,null,null,null,null,null,null,141.59999999991399,">max",">max",">max",">max",">max",">max",">max",">max",">max",">max",">max",">max",">max",">max",">max",">max",">max",">max",">max",">max",">max",">max",">max",">max",">max",">max",">max",">max",null,141.59999999991399,">max",">max",">max",">max",">max",">max",">max",">max",">max",">max",">max",">max",">max",">max",">max",">max",">max",">max",">max",831,">max",">max",">max",">max",">max",">max",">max",">max"]
[null,null,null,null,null,null,null,null,141.79999999991401,">max",">max",">max",">max",">max",">max",">max",">max",">max",">max",">max",">max",">max",">max",">max",">max",">max",">max",">max",">max",">max",">max",">max",">max",">max",">max",">max",">max",null,141.79999999991401,">max",">max",">max",">max",">max",">max",">max",">max",">max",">max",">max",">max",">max",">max",">max",">max",">max",">max",">max",832,">max",">max",">max",">max",">max",">max",">max",">max"]
[null,null,null,null,null,null,null,null,142.09999999991399,">max",">max",">max",">max",">max",">max",">max",">max",">max",">max",">max",">max",">max",">max",">max",">max",">max",">max",">max",">max",">max",">max",">max",">max",">max",">max",">max",">max",null,142.09999999991399,">max",">max",">max",">max",">max",">max",">max",">max",">max",">max",">max",">max",">max",">max",">max",">max",">max",">max",">max",833,">max",">max",">max",">max",">max",">max",">max",">max"]
[null,null,null,null,null,null,null,null,142.19999999991401,">max",">max",">max",">max",">max",">max",">max",">max",">max",">max",">max",">max",">max",">max",">max",">max",">max",">max",">max",">max",">max",">max",">max",">max",">max",">max",">max",">max",null,142.19999999991401,">max",">max",">max",">max",">max",">max",">max",">max",">max",">max",">max",">max",">max",">max",">max",">max",">max",">max",">max",833.5,">max",">max",">max",">max",">max",">max",">max",">max"]
[null,null,null,null,null,null,null,null,142.499999999914,">max",">max",">max",">max",">max",">max",">max",">max",">max",">max",">max",">max",">max",">max",">max",">max",">max",">max",">max",">max",">max",">max",">max",">max",">max",">max",">max",">max",null,142.499999999914,">max",">max",">max",">max",">max",">max",">max",">max",">max",">max",">max",">max",">max",">max",">max",">max",">max",">max",">max",834.5,">max",">max",">max",">max",">max",">max",">max",">max"]
[null,null,null,null,null,null,null,null,142.79999999991401,">max",">max",">max",">max",">max",">max",">max",">max",">max",">max",">max",">max",">max",">max",">max",">max",">max",">max",">max",">max",">max",">max",">max",">max",">max",">max",">max",">max",null,142.79999999991401,">max",">max",">max",">max",">max",">max",">max",">max",">max",">max",">max",">max",">max",">max",">max",">max",">max",">max",">max",836,">max",">max",">max",">max",">max",">max",">max",">max"]
[null,null,null,null,null,null,null,null,142.999999999914,">max",">max",">max",">max",">max",">max",">max",">max",">max",">max",">max",">max",">max",">max",">max",">max",">max",">max",">max",">max",">max",">max",">max",">max",">max",">max",">max",">max",null,142.999999999914,">max",">max",">max",">max",">max",">max",">max",">max",">max",">max",">max",">max",">max",">max",">max",">max",">max",">max",">max",836.5,">max",">max",">max",">max",">max",">max",">max",">max"]
[null,null,null,null,null,null,null,null,143.09999999991399,">max",">max",">max",">max",">max",">max",">max",">max",">max",">max",">max",">max",">max",">max",">max",">max",">max",">max",">max",">max",">max",">max",">max",">max",">max",">max",">max",">max",null,143.09999999991399,">max",">max",">max",">max",">max",">max",">max",">max",">max",">max",">max",">max",">max",">max",">max",">max",">max",">max",">max",837,">max",">max",">max",">max",">max",">max",">max",">max"]
[null,null,null,null,null,null,null,null,143.29999999991401,">max",">max",">max",">max",">max",">max",">max",">max",">max",">max",">max",">max",">max",">max",">max",">max",">max",">max",">max",">max",">max",">max",">max",">max",">max",">max",">max",">max",null,143.29999999991401,">max",">max",">max",">max",">max",">max",">max",">max",">max",">max",">max",">max",">max",">max",">max",">max",">max",">max",">max",838,">max",">max",">max",">max",">max",">max",">max",">max"]
[null,null,null,null,null,null,null,null,143.59999999991399,">max",">max",">max",">max",">max",">max",">max",">max",">max",">max",">max",">max",">max",">max",">max",">max",">max",">max",">max",">max",">max",">max",">max",">max",">max",">max",">max",">max",null,143.59999999991399,">max",">max",">max",">max",">max",">max",">max",">max",">max",">max",">max",">max",">max",">max",">max",">max",">max",">max",">max",839,">max",">max",">max",">max",">max",">max",">max",">max"]
[null,null,null,null,null,null,null,null,143.899999999914,">max",">max",">max",">max",">max",">max",">max",">max",">max",">max",">max",">max",">max",">max",">max",">max",">max",">max",">max",">max",">max",">max",">max",">max",">max",">max",">max",">max",null,143.899999999914,">max",">max",">max",">max",">max",">max",">max",">max",">max",">max",">max",">max",">max",">max",">max",">max",">max",">max",">max",">max",">max",">max",">max",">max",">max",">max",">max",">max"]
[null,null,null,null,null,null,null,null,143.999999999914,">max",">max",">max",">max",">max",">max",">max",">max",">max",">max",">max",">max",">max",">max",">max",">max",">max",">max",">max",">max",">max",">max",">max",">max",">max",">max",">max",">max",null,143.999999999914,">max",">max",">max",">max",">max",">max",">max",">max",">max",">max",">max",">max",">max",">max",">max",">max",">max",">max",">max",">max",">max",">max",">max",">max",">max",">max",">max",">max"]
[null,null,null,null,null,null,null,null,144.399999999914,">max",">max",">max",">max",">max",">max",">max",">max",">max",">max",">max",">max",">max",">max",">max",">max",">max",">max",">max",">max",">max",">max",">max",">max",">max",">max",">max",">max",null,144.399999999914,">max",">max",">max",">max",">max",">max",">max",">max",">max",">max",">max",">max",">max",">max",">max",">max",">max",">max",">max",">max",">max",">max",">max",">max",">max",">max",">max",">max"]
[null,null,null,null,null,null,null,null,144.499999999914,">max",">max",">max",">max",">max",">max",">max",">max",">max",">max",">max",">max",">max",">max",">max",">max",">max",">max",">max",">max",">max",">max",">max",">max",">max",">max",">max",">max",null,144.499999999914,">max",">max",">max",">max",">max",">max",">max",">max",">max",">max",">max",">max",">max",">max",">max",">max",">max",">max",">max",">max",">max",">max",">max",">max",">max",">max",">max",">max"]
[null,null,null,null,null,null,null,null,144.79999999991401,">max",">max",">max",">max",">max",">max",">max",">max",">max",">max",">max",">max",">max",">max",">max",">max",">max",">max",">max",">max",">max",">max",">max",">max",">max",">max",">max",">max",null,144.79999999991401,">max",">max",">max",">max",">max",">max",">max",">max",">max",">max",">max",">max",">max",">max",">max",">max",">max",">max",">max",">max",">max",">max",">max",">max",">max",">max",">max",">max"]
[null,null,null,null,null,null,null,null,144.899999999914,">max",">max",">max",">max",">max",">max",">max",">max",">max",">max",">max",">max",">max",">max",">max",">max",">max",">max",">max",">max",">max",">max",">max",">max",">max",">max",">max",">max",null,144.899999999914,">max",">max",">max",">max",">max",">max",">max",">max",">max",">max",">max",">max",">max",">max",">max",">max",">max",">max",">max",">max",">max",">max",">max",">max",">max",">max",">max",">max"]
[null,null,null,null,null,null,null,null,145.29999999991401,">max",">max",">max",">max",">max",">max",">max",">max",">max",">max",">max",">max",">max",">max",">max",">max",">max",">max",">max",">max",">max",">max",">max",">max",">max",">max",">max",">max",null,145.29999999991401,">max",">max",">max",">max",">max",">max",">max",">max",">max",">max",">max",">max",">max",">max",">max",">max",">max",">max",">max",">max",">max",">max",">max",">max",">max",">max",">max",">max"]
[null,null,null,null,null,null,null,null,145.399999999914,">max",">max",">max",">max",">max",">max",">max",">max",">max",">max",">max",">max",">max",">max",">max",">max",">max",">max",">max",">max",">max",">max",">max",">max",">max",">max",">max",">max",null,145.399999999914,">max",">max",">max",">max",">max",">max",">max",">max",">max",">max",">max",">max",">max",">max",">max",">max",">max",">max",">max",">max",">max",">max",">max",">max",">max",">max",">max",">max"]
[null,null,null,null,null,null,null,null,145.69999999991401,">max",">max",">max",">max",">max",">max",">max",">max",">max",">max",">max",">max",">max",">max",">max",">max",">max",">max",">max",">max",">max",">max",">max",">max",">max",">max",">max",">max",null,145.69999999991401,">max",">max",">max",">max",">max",">max",">max",">max",">max",">max",">max",">max",">max",">max",">max",">max",">max",">max",">max",">max",">max",">max",">max",">max",">max",">max",">max",">max"]
[null,null,null,null,null,null,null,null,145.999999999914,">max",">max",">max",">max",">max",">max",">max",">max",">max",">max",">max",">max",">max",">max",">max",">max",">max",">max",">max",">max",">max",">max",">max",">max",">max",">max",">max",">max",null,145.999999999914,">max",">max",">max",">max",">max",">max",">max",">max",">max",">max",">max",">max",">max",">max",">max",">max",">max",">max",">max",">max",">max",">max",">max",">max",">max",">max",">max",">max"]
[null,null,null,null,null,null,null,null,146.19999999991401,">max",">max",">max",">max",">max",">max",">max",">max",">max",">max",">max",">max",">max",">max",">max",">max",">max",">max",">max",">max",">max",">max",">max",">max",">max",">max",">max",">max",null,146.19999999991401,">max",">max",">max",">max",">max",">max",">max",">max",">max",">max",">max",">max",">max",">max",">max",">max",">max",">max",">max",">max",">max",">max",">max",">max",">max",">max",">max",">max"]
[null,null,null,null,null,null,null,null,146.29999999991401,">max",">max",">max",">max",">max",">max",">max",">max",">max",">max",">max",">max",">max",">max",">max",">max",">max",">max",">max",">max",">max",">max",">max",">max",">max",">max",">max",">max",null,146.29999999991401,">max",">max",">max",">max",">max",">max",">max",">max",">max",">max",">max",">max",">max",">max",">max",">max",">max",">max",">max",">max",">max",">max",">max",">max",">max",">max",">max",">max"]
[null,null,null,null,null,null,null,null,146.499999999914,">max",">max",">max",">max",">max",">max",">max",">max",">max",">max",">max",">max",">max",">max",">max",">max",">max",">max",">max",">max",">max",">max",">max",">max",">max",">max",">max",">max",null,146.499999999914,">max",">max",">max",">max",">max",">max",">max",">max",">max",">max",">max",">max",">max",">max",">max",">max",">max",">max",">max",">max",">max",">max",">max",">max",">max",">max",">max",">max"]
[null,null,null,null,null,null,null,null,146.79999999991401,">max",">max",">max",">max",">max",">max",">max",">max",">max",">max",">max",">max",">max",">max",">max",">max",">max",">max",">max",">max",">max",">max",">max",">max",">max",">max",">max",">max",null,146.79999999991401,">max",">max",">max",">max",">max",">max",">max",">max",">max",">max",">max",">max",">max",">max",">max",">max",">max",">max",">max",">max",">max",">max",">max",">max",">max",">max",">max",">max"]
[null,null,null,null,null,null,null,null,147.09999999991399,">max",">max",">max",">max",">max",">max",">max",">max",">max",">max",">max",">max",">max",">max",">max",">max",">max",">max",">max",">max",">max",">max",">max",">max",">max",">max",">max",">max",null,147.09999999991399,">max",">max",">max",">max",">max",">max",">max",">max",">max",">max",">max",">max",">max",">max",">max",">max",">max",">max",">max",">max",">max",">max",">max",">max",">max",">max",">max",">max"]
[null,null,null,null,null,null,null,null,147.19999999991401,">max",">max",">max",">max",">max",">max",">max",">max",">max",">max",">max",">max",">max",">max",">max",">max",">max",">max",">max",">max",">max",">max",">max",">max",">max",">max",">max",">max",null,147.19999999991401,">max",">max",">max",">max",">max",">max",">max",">max",">max",">max",">max",">max",">max",">max",">max",">max",">max",">max",">max",">max",">max",">max",">max",">max",">max",">max",">max",">max"]
[null,null,null,null,null,null,null,null,147.499999999914,">max",">max",">max",">max",">max",">max",">max",">max",">max",">max",">max",">max",">max",">max",">max",">max",">max",">max",">max",">max",">max",">max",">max",">max",">max",">max",">max",">max",null,147.499999999914,">max",">max",">max",">max",">max",">max",">max",">max",">max",">max",">max",">max",">max",">max",">max",">max",">max",">max",">max",">max",">max",">max",">max",">max",">max",">max",">max",">max"]
[null,null,null,null,null,null,null,null,147.69999999991401,">max",">max",">max",">max",">max",">max",">max",">max",">max",">max",">max",">max",">max",">max",">max",">max",">max",">max",">max",">max",">max",">max",">max",">max",">max",">max",">max",">max",null,147.69999999991401,">max",">max",">max",">max",">max",">max",">max",">max",">max",">max",">max",">max",">max",">max",">max",">max",">max",">max",">max",">max",">max",">max",">max",">max",">max",">max",">max",">max"]
[null,null,null,null,null,null,null,null,147.999999999914,">max",">max",">max",">max",">max",">max",">max",">max",">max",">max",">max",">max",">max",">max",">max",">max",">max",">max",">max",">max",">max",">max",">max",">max",">max",">max",">max",">max",null,147.999999999914,">max",">max",">max",">max",">max",">max",">max",">max",">max",">max",">max",">max",">max",">max",">max",">max",">max",">max",">max",">max",">max",">max",">max",">max",">max",">max",">max",">max"]
[null,null,null,null,null,null,null,null,148.29999999991401,">max",">max",">max",">max",">max",">max",">max",">max",">max",">max",">max",">max",">max",">max",">max",">max",">max",">max",">max",">max",">max",">max",">max",">max",">max",">max",">max",">max",null,148.29999999991401,">max",">max",">max",">max",">max",">max",">max",">max",">max",">max",">max",">max",">max",">max",">max",">max",">max",">max",">max",">max",">max",">max",">max",">max",">max",">max",">max",">max"]
[null,null,null,null,null,null,null,null,148.499999999914,">max",">max",">max",">max",">max",">max",">max",">max",">max",">max",">max",">max",">max",">max",">max",">max",">max",">max",">max",">max",">max",">max",">max",">max",">max",">max",">max",">max",null,148.499999999914,">max",">max",">max",">max",">max",">max",">max",">max",">max",">max",">max",">max",">max",">max",">max",">max",">max",">max",">max",">max",">max",">max",">max",">max",">max",">max",">max",">max"]
[null,null,null,null,null,null,null,null,148.59999999991399,">max",">max",">max",">max",">max",">max",">max",">max",">max",">max",">max",">max",">max",">max",">max",">max",">max",">max",">max",">max",">max",">max",">max",">max",">max",">max",">max",">max",null,148.59999999991399,">max",">max",">max",">max",">max",">max",">max",">max",">max",">max",">max",">max",">max",">max",">max",">max",">max",">max",">max",">max",">max",">max",">max",">max",">max",">max",">max",">max"]
[null,null,null,null,null,null,null,null,148.899999999914,">max",">max",">max",">max",">max",">max",">max",">max",">max",">max",">max",">max",">max",">max",">max",">max",">max",">max",">max",">max",">max",">max",">max",">max",">max",">max",">max",">max",null,148.899999999914,">max",">max",">max",">max",">max",">max",">max",">max",">max",">max",">max",">max",">max",">max",">max",">max",">max",">max",">max",">max",">max",">max",">max",">max",">max",">max",">max",">max"]
[null,null,null,null,null,null,null,null,149.09999999991399,">max",">max",">max",">max",">max",">max",">max",">max",">max",">max",">max",">max",">max",">max",">max",">max",">max",">max",">max",">max",">max",">max",">max",">max",">max",">max",">max",">max",null,149.09999999991399,">max",">max",">max",">max",">max",">max",">max",">max",">max",">max",">max",">max",">max",">max",">max",">max",">max",">max",">max",">max",">max",">max",">max",">max",">max",">max",">max",">max"]
[null,null,null,null,null,null,null,null,149.399999999914,">max",">max",">max",">max",">max",">max",">max",">max",">max",">max",">max",">max",">max",">max",">max",">max",">max",">max",">max",">max",">max",">max",">max",">max",">max",">max",">max",">max",null,149.399999999914,">max",">max",">max",">max",">max",">max",">max",">max",">max",">max",">max",">max",">max",">max",">max",">max",">max",">max",">max",">max",">max",">max",">max",">max",">max",">max",">max",">max"]
[null,null,null,null,null,null,null,null,149.499999999914,">max",">max",">max",">max",">max",">max",">max",">max",">max",">max",">max",">max",">max",">max",">max",">max",">max",">max",">max",">max",">max",">max",">max",">max",">max",">max",">max",">max",null,149.499999999914,">max",">max",">max",">max",">max",">max",">max",">max",">max",">max",">max",">max",">max",">max",">max",">max",">max",">max",">max",">max",">max",">max",">max",">max",">max",">max",">max",">max"]
[null,null,null,null,null,null,null,null,149.899999999914,">max",">max",">max",">max",">max",">max",">max",">max",">max",">max",">max",">max",">max",">max",">max",">max",">max",">max",">max",">max",">max",">max",">max",">max",">max",">max",">max",">max",null,149.899999999914,">max",">max",">max",">max",">max",">max",">max",">max",">max",">max",">max",">max",">max",">max",">max",">max",">max",">max",">max",">max",">max",">max",">max",">max",">max",">max",">max",">max"]
[null,null,null,null,null,null,null,null,149.999999999914,">max",">max",">max",">max",">max",">max",">max",">max",">max",">max",">max",">max",">max",">max",">max",">max",">max",">max",">max",">max",">max",">max",">max",">max",">max",">max",">max",">max",null,149.999999999914,">max",">max",">max",">max",">max",">max",">max",">max",">max",">max",">max",">max",">max",">max",">max",">max",">max",">max",">max",">max",">max",">max",">max",">max",">max",">max",">max",">max"]
[null,null,null,null,null,null,null,null,150.29999999991401,">max",">max",">max",">max",">max",">max",">max",">max",">max",">max",">max",">max",">max",">max",">max",">max",">max",">max",">max",">max",">max",">max",">max",">max",">max",">max",">max",">max",null,150.29999999991401,">max",">max",">max",">max",">max",">max",">max",">max",">max",">max",">max",">max",">max",">max",">max",">max",">max",">max",">max",">max",">max",">max",">max",">max",">max",">max",">max",">max"]
[null,null,null,null,null,null,null,null,150.399999999914,">max",">max",">max",">max",">max",">max",">max",">max",">max",">max",">max",">max",">max",">max",">max",">max",">max",">max",">max",">max",">max",">max",">max",">max",">max",">max",">max",">max",null,150.399999999914,">max",">max",">max",">max",">max",">max",">max",">max",">max",">max",">max",">max",">max",">max",">max",">max",">max",">max",">max",">max",">max",">max",">max",">max",">max",">max",">max",">max"]
[null,null,null,null,null,null,null,null,150.79999999991401,">max",">max",">max",">max",">max",">max",">max",">max",">max",">max",">max",">max",">max",">max",">max",">max",">max",">max",">max",">max",">max",">max",">max",">max",">max",">max",">max",">max",null,150.79999999991401,">max",">max",">max",">max",">max",">max",">max",">max",">max",">max",">max",">max",">max",">max",">max",">max",">max",">max",">max",">max",">max",">max",">max",">max",">max",">max",">max",">max"]
[null,null,null,null,null,null,null,null,150.899999999914,">max",">max",">max",">max",">max",">max",">max",">max",">max",">max",">max",">max",">max",">max",">max",">max",">max",">max",">max",">max",">max",">max",">max",">max",">max",">max",">max",">max",null,150.899999999914,">max",">max",">max",">max",">max",">max",">max",">max",">max",">max",">max",">max",">max",">max",">max",">max",">max",">max",">max",">max",">max",">max",">max",">max",">max",">max",">max",">max"]
[null,null,null,null,null,null,null,null,151.19999999991401,">max",">max",">max",">max",">max",">max",">max",">max",">max",">max",">max",">max",">max",">max",">max",">max",">max",">max",">max",">max",">max",">max",">max",">max",">max",">max",">max",">max",null,151.19999999991401,">max",">max",">max",">max",">max",">max",">max",">max",">max",">max",">max",">max",">max",">max",">max",">max",">max",">max",">max",">max",">max",">max",">max",">max",">max",">max",">max",">max"]
[null,null,null,null,null,null,null,null,151.499999999914,">max",">max",">max",">max",">max",">max",">max",">max",">max",">max",">max",">max",">max",">max",">max",">max",">max",">max",">max",">max",">max",">max",">max",">max",">max",">max",">max",">max",null,151.499999999914,">max",">max",">max",">max",">max",">max",">max",">max",">max",">max",">max",">max",">max",">max",">max",">max",">max",">max",">max",">max",">max",">max",">max",">max",">max",">max",">max",">max"]
[null,null,null,null,null,null,null,null,151.69999999991401,">max",">max",">max",">max",">max",">max",">max",">max",">max",">max",">max",">max",">max",">max",">max",">max",">max",">max",">max",">max",">max",">max",">max",">max",">max",">max",">max",">max",null,151.69999999991401,">max",">max",">max",">max",">max",">max",">max",">max",">max",">max",">max",">max",">max",">max",">max",">max",">max",">max",">max",">max",">max",">max",">max",">max",">max",">max",">max",">max"]
[null,null,null,null,null,null,null,null,151.79999999991401,">max",">max",">max",">max",">max",">max",">max",">max",">max",">max",">max",">max",">max",">max",">max",">max",">max",">max",">max",">max",">max",">max",">max",">max",">max",">max",">max",">max",null,151.79999999991401,">max",">max",">max",">max",">max",">max",">max",">max",">max",">max",">max",">max",">max",">max",">max",">max",">max",">max",">max",">max",">max",">max",">max",">max",">max",">max",">max",">max"]
[null,null,null,null,null,null,null,null,151.999999999914,">max",">max",">max",">max",">max",">max",">max",">max",">max",">max",">max",">max",">max",">max",">max",">max",">max",">max",">max",">max",">max",">max",">max",">max",">max",">max",">max",">max",null,151.999999999914,">max",">max",">max",">max",">max",">max",">max",">max",">max",">max",">max",">max",">max",">max",">max",">max",">max",">max",">max",">max",">max",">max",">max",">max",">max",">max",">max",">max"]
[null,null,null,null,null,null,null,null,152.29999999991301,">max",">max",">max",">max",">max",">max",">max",">max",">max",">max",">max",">max",">max",">max",">max",">max",">max",">max",">max",">max",">max",">max",">max",">max",">max",">max",">max",">max",null,152.29999999991301,">max",">max",">max",">max",">max",">max",">max",">max",">max",">max",">max",">max",">max",">max",">max",">max",">max",">max",">max",">max",">max",">max",">max",">max",">max",">max",">max",">max"]
[null,null,null,null,null,null,null,null,152.599999999913,">max",">max",">max",">max",">max",">max",">max",">max",">max",">max",">max",">max",">max",">max",">max",">max",">max",">max",">max",">max",">max",">max",">max",">max",">max",">max",">max",">max",null,152.599999999913,">max",">max",">max",">max",">max",">max",">max",">max",">max",">max",">max",">max",">max",">max",">max",">max",">max",">max",">max",">max",">max",">max",">max",">max",">max",">max",">max",">max"]
[null,null,null,null,null,null,null,null,152.69999999991299,">max",">max",">max",">max",">max",">max",">max",">max",">max",">max",">max",">max",">max",">max",">max",">max",">max",">max",">max",">max",">max",">max",">max",">max",">max",">max",">max",">max",null,152.69999999991299,">max",">max",">max",">max",">max",">max",">max",">max",">max",">max",">max",">max",">max",">max",">max",">max",">max",">max",">max",">max",">max",">max",">max",">max",">max",">max",">max",">max"]
[null,null,null,null,null,null,null,null,152.999999999913,">max",">max",">max",">max",">max",">max",">max",">max",">max",">max",">max",">max",">max",">max",">max",">max",">max",">max",">max",">max",">max",">max",">max",">max",">max",">max",">max",">max",null,152.999999999913,">max",">max",">max",">max",">max",">max",">max",">max",">max",">max",">max",">max",">max",">max",">max",">max",">max",">max",">max",">max",">max",">max",">max",">max",">max",">max",">max",">max"]
[null,null,null,null,null,null,null,null,153.19999999991299,">max",">max",">max",">max",">max",">max",">max",">max",">max",">max",">max",">max",">max",">max",">max",">max",">max",">max",">max",">max",">max",">max",">max",">max",">max",">max",">max",">max",null,153.19999999991299,">max",">max",">max",">max",">max",">max",">max",">max",">max",">max",">max",">max",">max",">max",">max",">max",">max",">max",">max",">max",">max",">max",">max",">max",">max",">max",">max",">max"]
[null,null,null,null,null,null,null,null,153.499999999913,">max",">max",">max",">max",">max",">max",">max",">max",">max",">max",">max",">max",">max",">max",">max",">max",">max",">max",">max",">max",">max",">max",">max",">max",">max",">max",">max",">max",null,153.499999999913,">max",">max",">max",">max",">max",">max",">max",">max",">max",">max",">max",">max",">max",">max",">max",">max",">max",">max",">max",">max",">max",">max",">max",">max",">max",">max",">max",">max"]
[null,null,null,null,null,null,null,null,153.599999999913,">max",">max",">max",">max",">max",">max",">max",">max",">max",">max",">max",">max",">max",">max",">max",">max",">max",">max",">max",">max",">max",">max",">max",">max",">max",">max",">max",">max",null,153.599999999913,">max",">max",">max",">max",">max",">max",">max",">max",">max",">max",">max",">max",">max",">max",">max",">max",">max",">max",">max",">max",">max",">max",">max",">max",">max",">max",">max",">max"]
[null,null,null,null,null,null,null,null,153.999999999913,">max",">max",">max",">max",">max",">max",">max",">max",">max",">max",">max",">max",">max",">max",">max",">max",">max",">max",">max",">max",">max",">max",">max",">max",">max",">max",">max",">max",null,153.999999999913,">max",">max",">max",">max",">max",">max",">max",">max",">max",">max",">max",">max",">max",">max",">max",">max",">max",">max",">max",">max",">max",">max",">max",">max",">max",">max",">max",">max"]
[null,null,null,null,null,null,null,null,154.099999999913,">max",">max",">max",">max",">max",">max",">max",">max",">max",">max",">max",">max",">max",">max",">max",">max",">max",">max",">max",">max",">max",">max",">max",">max",">max",">max",">max",">max",null,154.099999999913,">max",">max",">max",">max",">max",">max",">max",">max",">max",">max",">max",">max",">max",">max",">max",">max",">max",">max",">max",">max",">max",">max",">max",">max",">max",">max",">max",">max"]
[null,null,null,null,null,null,null,null,154.39999999991301,">max",">max",">max",">max",">max",">max",">max",">max",">max",">max",">max",">max",">max",">max",">max",">max",">max",">max",">max",">max",">max",">max",">max",">max",">max",">max",">max",">max",null,154.39999999991301,">max",">max",">max",">max",">max",">max",">max",">max",">max",">max",">max",">max",">max",">max",">max",">max",">max",">max",">max",">max",">max",">max",">max",">max",">max",">max",">max",">max"]
[null,null,null,null,null,null,null,null,154.599999999913,">max",">max",">max",">max",">max",">max",">max",">max",">max",">max",">max",">max",">max",">max",">max",">max",">max",">max",">max",">max",">max",">max",">max",">max",">max",">max",">max",">max",null,154.599999999913,">max",">max",">max",">max",">max",">max",">max",">max",">max",">max",">max",">max",">max",">max",">max",">max",">max",">max",">max",">max",">max",">max",">max",">max",">max",">max",">max",">max"]
[null,null,null,null,null,null,null,null,154.89999999991301,">max",">max",">max",">max",">max",">max",">max",">max",">max",">max",">max",">max",">max",">max",">max",">max",">max",">max",">max",">max",">max",">max",">max",">max",">max",">max",">max",">max",null,154.89999999991301,">max",">max",">max",">max",">max",">max",">max",">max",">max",">max",">max",">max",">max",">max",">max",">max",">max",">max",">max",">max",">max",">max",">max",">max",">max",">max",">max",">max"]
[null,null,null,null,null,null,null,null,154.999999999913,">max",">max",">max",">max",">max",">max",">max",">max",">max",">max",">max",">max",">max",">max",">max",">max",">max",">max",">max",">max",">max",">max",">max",">max",">max",">max",">max",">max",null,154.999999999913,">max",">max",">max",">max",">max",">max",">max",">max",">max",">max",">max",">max",">max",">max",">max",">max",">max",">max",">max",">max",">max",">max",">max",">max",">max",">max",">max",">max"]
[null,null,null,null,null,null,null,null,155.39999999991301,">max",">max",">max",">max",">max",">max",">max",">max",">max",">max",">max",">max",">max",">max",">max",">max",">max",">max",">max",">max",">max",">max",">max",">max",">max",">max",">max",">max",null,155.39999999991301,">max",">max",">max",">max",">max",">max",">max",">max",">max",">max",">max",">max",">max",">max",">max",">max",">max",">max",">max",">max",">max",">max",">max",">max",">max",">max",">max",">max"]
[null,null,null,null,null,null,null,null,155.499999999913,">max",">max",">max",">max",">max",">max",">max",">max",">max",">max",">max",">max",">max",">max",">max",">max",">max",">max",">max",">max",">max",">max",">max",">max",">max",">max",">max",">max",null,155.499999999913,">max",">max",">max",">max",">max",">max",">max",">max",">max",">max",">max",">max",">max",">max",">max",">max",">max",">max",">max",">max",">max",">max",">max",">max",">max",">max",">max",">max"]
[null,null,null,null,null,null,null,null,155.79999999991301,">max",">max",">max",">max",">max",">max",">max",">max",">max",">max",">max",">max",">max",">max",">max",">max",">max",">max",">max",">max",">max",">max",">max",">max",">max",">max",">max",">max",null,155.79999999991301,">max",">max",">max",">max",">max",">max",">max",">max",">max",">max",">max",">max",">max",">max",">max",">max",">max",">max",">max",">max",">max",">max",">max",">max",">max",">max",">max",">max"]
[null,null,null,null,null,null,null,null,155.89999999991301,">max",">max",">max",">max",">max",">max",">max",">max",">max",">max",">max",">max",">max",">max",">max",">max",">max",">max",">max",">max",">max",">max",">max",">max",">max",">max",">max",">max",null,155.89999999991301,">max",">max",">max",">max",">max",">max",">max",">max",">max",">max",">max",">max",">max",">max",">max",">max",">max",">max",">max",">max",">max",">max",">max",">max",">max",">max",">max",">max"]
[null,null,null,null,null,null,null,null,156.19999999991299,">max",">max",">max",">max",">max",">max",">max",">max",">max",">max",">max",">max",">max",">max",">max",">max",">max",">max",">max",">max",">max",">max",">max",">max",">max",">max",">max",">max",null,156.19999999991299,">max",">max",">max",">max",">max",">max",">max",">max",">max",">max",">max",">max",">max",">max",">max",">max",">max",">max",">max",">max",">max",">max",">max",">max",">max",">max",">max",">max"]
[null,null,null,null,null,null,null,null,156.39999999991301,">max",">max",">max",">max",">max",">max",">max",">max",">max",">max",">max",">max",">max",">max",">max",">max",">max",">max",">max",">max",">max",">max",">max",">max",">max",">max",">max",">max",null,156.39999999991301,">max",">max",">max",">max",">max",">max",">max",">max",">max",">max",">max",">max",">max",">max",">max",">max",">max",">max",">max",">max",">max",">max",">max",">max",">max",">max",">max",">max"]
[null,null,null,null,null,null,null,null,156.69999999991299,">max",">max",">max",">max",">max",">max",">max",">max",">max",">max",">max",">max",">max",">max",">max",">max",">max",">max",">max",">max",">max",">max",">max",">max",">max",">max",">max",">max",null,156.69999999991299,">max",">max",">max",">max",">max",">max",">max",">max",">max",">max",">max",">max",">max",">max",">max",">max",">max",">max",">max",">max",">max",">max",">max",">max",">max",">max",">max",">max"]
[null,null,null,null,null,null,null,null,156.999999999913,">max",">max",">max",">max",">max",">max",">max",">max",">max",">max",">max",">max",">max",">max",">max",">max",">max",">max",">max",">max",">max",">max",">max",">max",">max",">max",">max",">max",null,156.999999999913,">max",">max",">max",">max",">max",">max",">max",">max",">max",">max",">max",">max",">max",">max",">max",">max",">max",">max",">max",">max",">max",">max",">max",">max",">max",">max",">max",">max"]
[null,null,null,null,null,null,null,null,157.19999999991299,">max",">max",">max",">max",">max",">max",">max",">max",">max",">max",">max",">max",">max",">max",">max",">max",">max",">max",">max",">max",">max",">max",">max",">max",">max",">max",">max",">max",null,157.19999999991299,">max",">max",">max",">max",">max",">max",">max",">max",">max",">max",">max",">max",">max",">max",">max",">max",">max",">max",">max",">max",">max",">max",">max",">max",">max",">max",">max",">max"]
[null,null,null,null,null,null,null,null,157.29999999991301,">max",">max",">max",">max",">max",">max",">max",">max",">max",">max",">max",">max",">max",">max",">max",">max",">max",">max",">max",">max",">max",">max",">max",">max",">max",">max",">max",">max",null,157.29999999991301,">max",">max",">max",">max",">max",">max",">max",">max",">max",">max",">max",">max",">max",">max",">max",">max",">max",">max",">max",">max",">max",">max",">max",">max",">max",">max",">max",">max"]
[null,null,null,null,null,null,null,null,157.599999999913,">max",">max",">max",">max",">max",">max",">max",">max",">max",">max",">max",">max",">max",">max",">max",">max",">max",">max",">max",">max",">max",">max",">max",">max",">max",">max",">max",">max",null,157.599999999913,">max",">max",">max",">max",">max",">max",">max",">max",">max",">max",">max",">max",">max",">max",">max",">max",">max",">max",">max",">max",">max",">max",">max",">max",">max",">max",">max",">max"]
[null,null,null,null,null,null,null,null,157.69999999991299,">max",">max",">max",">max",">max",">max",">max",">max",">max",">max",">max",">max",">max",">max",">max",">max",">max",">max",">max",">max",">max",">max",">max",">max",">max",">max",">max",">max",null,157.69999999991299,">max",">max",">max",">max",">max",">max",">max",">max",">max",">max",">max",">max",">max",">max",">max",">max",">max",">max",">max",">max",">max",">max",">max",">max",">max",">max",">max",">max"]
[null,null,null,null,null,null,null,null,158.099999999913,">max",">max",">max",">max",">max",">max",">max",">max",">max",">max",">max",">max",">max",">max",">max",">max",">max",">max",">max",">max",">max",">max",">max",">max",">max",">max",">max",">max",null,158.099999999913,">max",">max",">max",">max",">max",">max",">max",">max",">max",">max",">max",">max",">max",">max",">max",">max",">max",">max",">max",">max",">max",">max",">max",">max",">max",">max",">max",">max"]
[null,null,null,null,null,null,null,null,158.19999999991299,">max",">max",">max",">max",">max",">max",">max",">max",">max",">max",">max",">max",">max",">max",">max",">max",">max",">max",">max",">max",">max",">max",">max",">max",">max",">max",">max",">max",null,158.19999999991299,">max",">max",">max",">max",">max",">max",">max",">max",">max",">max",">max",">max",">max",">max",">max",">max",">max",">max",">max",">max",">max",">max",">max",">max",">max",">max",">max",">max"]
[null,null,null,null,null,null,null,null,158.599999999913,">max",">max",">max",">max",">max",">max",">max",">max",">max",">max",">max",">max",">max",">max",">max",">max",">max",">max",">max",">max",">max",">max",">max",">max",">max",">max",">max",">max",null,158.599999999913,">max",">max",">max",">max",">max",">max",">max",">max",">max",">max",">max",">max",">max",">max",">max",">max",">max",">max",">max",">max",">max",">max",">max",">max",">max",">max",">max",">max"]
[null,null,null,null,null,null,null,null,158.69999999991299,">max",">max",">max",">max",">max",">max",">max",">max",">max",">max",">max",">max",">max",">max",">max",">max",">max",">max",">max",">max",">max",">max",">max",">max",">max",">max",">max",">max",null,158.69999999991299,">max",">max",">max",">max",">max",">max",">max",">max",">max",">max",">max",">max",">max",">max",">max",">max",">max",">max",">max",">max",">max",">max",">max",">max",">max",">max",">max",">max"]
[null,null,null,null,null,null,null,null,158.999999999913,">max",">max",">max",">max",">max",">max",">max",">max",">max",">max",">max",">max",">max",">max",">max",">max",">max",">max",">max",">max",">max",">max",">max",">max",">max",">max",">max",">max",null,158.999999999913,">max",">max",">max",">max",">max",">max",">max",">max",">max",">max",">max",">max",">max",">max",">max",">max",">max",">max",">max",">max",">max",">max",">max",">max",">max",">max",">max",">max"]
[null,null,null,null,null,null,null,null,159.099999999913,">max",">max",">max",">max",">max",">max",">max",">max",">max",">max",">max",">max",">max",">max",">max",">max",">max",">max",">max",">max",">max",">max",">max",">max",">max",">max",">max",">max",null,159.099999999913,">max",">max",">max",">max",">max",">max",">max",">max",">max",">max",">max",">max",">max",">max",">max",">max",">max",">max",">max",">max",">max",">max",">max",">max",">max",">max",">max",">max"]
[null,null,null,null,null,null,null,null,159.29999999991301,">max",">max",">max",">max",">max",">max",">max",">max",">max",">max",">max",">max",">max",">max",">max",">max",">max",">max",">max",">max",">max",">max",">max",">max",">max",">max",">max",">max",null,159.29999999991301,">max",">max",">max",">max",">max",">max",">max",">max",">max",">max",">max",">max",">max",">max",">max",">max",">max",">max",">max",">max",">max",">max",">max",">max",">max",">max",">max",">max"]
[null,null,null,null,null,null,null,null,159.599999999913,">max",">max",">max",">max",">max",">max",">max",">max",">max",">max",">max",">max",">max",">max",">max",">max",">max",">max",">max",">max",">max",">max",">max",">max",">max",">max",">max",">max",null,159.599999999913,">max",">max",">max",">max",">max",">max",">max",">max",">max",">max",">max",">max",">max",">max",">max",">max",">max",">max",">max",">max",">max",">max",">max",">max",">max",">max",">max",">max"]
[null,null,null,null,null,null,null,null,159.89999999991301,">max",">max",">max",">max",">max",">max",">max",">max",">max",">max",">max",">max",">max",">max",">max",">max",">max",">max",">max",">max",">max",">max",">max",">max",">max",">max",">max",">max",null,159.89999999991301,">max",">max",">max",">max",">max",">max",">max",">max",">max",">max",">max",">max",">max",">max",">max",">max",">max",">max",">max",">max",">max",">max",">max",">max",">max",">max",">max",">max"]
[null,null,null,null,null,null,null,null,160.099999999913,">max",">max",">max",">max",">max",">max",">max",">max",">max",">max",">max",">max",">max",">max",">max",">max",">max",">max",">max",">max",">max",">max",">max",">max",">max",">max",">max",">max",null,160.099999999913,">max",">max",">max",">max",">max",">max",">max",">max",">max",">max",">max",">max",">max",">max",">max",">max",">max",">max",">max",">max",">max",">max",">max",">max",">max",">max",">max",">max"]
[null,null,null,null,null,null,null,null,160.39999999991301,">max",">max",">max",">max",">max",">max",">max",">max",">max",">max",">max",">max",">max",">max",">max",">max",">max",">max",">max",">max",">max",">max",">max",">max",">max",">max",">max",">max",null,160.39999999991301,">max",">max",">max",">max",">max",">max",">max",">max",">max",">max",">max",">max",">max",">max",">max",">max",">max",">max",">max",">max",">max",">max",">max",">max",">max",">max",">max",">max"]
[null,null,null,null,null,null,null,null,160.499999999913,">max",">max",">max",">max",">max",">max",">max",">max",">max",">max",">max",">max",">max",">max",">max",">max",">max",">max",">max",">max",">max",">max",">max",">max",">max",">max",">max",">max",null,160.499999999913,">max",">max",">max",">max",">max",">max",">max",">max",">max",">max",">max",">max",">max",">max",">max",">max",">max",">max",">max",">max",">max",">max",">max",">max",">max",">max",">max",">max"]
[null,null,null,null,null,null,null,null,160.79999999991301,">max",">max",">max",">max",">max",">max",">max",">max",">max",">max",">max",">max",">max",">max",">max",">max",">max",">max",">max",">max",">max",">max",">max",">max",">max",">max",">max",">max",null,160.79999999991301,">max",">max",">max",">max",">max",">max",">max",">max",">max",">max",">max",">max",">max",">max",">max",">max",">max",">max",">max",">max",">max",">max",">max",">max",">max",">max",">max",">max"]
[null,null,null,null,null,null,null,null,160.89999999991301,">max",">max",">max",">max",">max",">max",">max",">max",">max",">max",">max",">max",">max",">max",">max",">max",">max",">max",">max",">max",">max",">max",">max",">max",">max",">max",">max",">max",null,160.89999999991301,">max",">max",">max",">max",">max",">max",">max",">max",">max",">max",">max",">max",">max",">max",">max",">max",">max",">max",">max",">max",">max",">max",">max",">max",">max",">max",">max",">max"]
[null,null,null,null,null,null,null,null,161.29999999991301,">max",">max",">max",">max",">max",">max",">max",">max",">max",">max",">max",">max",">max",">max",">max",">max",">max",">max",">max",">max",">max",">max",">max",">max",">max",">max",">max",">max",null,161.29999999991301,">max",">max",">max",">max",">max",">max",">max",">max",">max",">max",">max",">max",">max",">max",">max",">max",">max",">max",">max",">max",">max",">max",">max",">max",">max",">max",">max",">max"]
[null,null,null,null,null,null,null,null,161.39999999991301,">max",">max",">max",">max",">max",">max",">max",">max",">max",">max",">max",">max",">max",">max",">max",">max",">max",">max",">max",">max",">max",">max",">max",">max",">max",">max",">max",">max",null,161.39999999991301,">max",">max",">max",">max",">max",">max",">max",">max",">max",">max",">max",">max",">max",">max",">max",">max",">max",">max",">max",">max",">max",">max",">max",">max",">max",">max",">max",">max"]
[null,null,null,null,null,null,null,null,161.69999999991299,">max",">max",">max",">max",">max",">max",">max",">max",">max",">max",">max",">max",">max",">max",">max",">max",">max",">max",">max",">max",">max",">max",">max",">max",">max",">max",">max",">max",null,161.69999999991299,">max",">max",">max",">max",">max",">max",">max",">max",">max",">max",">max",">max",">max",">max",">max",">max",">max",">max",">max",">max",">max",">max",">max",">max",">max",">max",">max",">max"]
[null,null,null,null,null,null,null,null,161.89999999991301,">max",">max",">max",">max",">max",">max",">max",">max",">max",">max",">max",">max",">max",">max",">max",">max",">max",">max",">max",">max",">max",">max",">max",">max",">max",">max",">max",">max",null,161.89999999991301,">max",">max",">max",">max",">max",">max",">max",">max",">max",">max",">max",">max",">max",">max",">max",">max",">max",">max",">max",">max",">max",">max",">max",">max",">max",">max",">max",">max"]
[null,null,null,null,null,null,null,null,162.19999999991299,">max",">max",">max",">max",">max",">max",">max",">max",">max",">max",">max",">max",">max",">max",">max",">max",">max",">max",">max",">max",">max",">max",">max",">max",">max",">max",">max",">max",null,162.19999999991299,">max",">max",">max",">max",">max",">max",">max",">max",">max",">max",">max",">max",">max",">max",">max",">max",">max",">max",">max",">max",">max",">max",">max",">max",">max",">max",">max",">max"]
[null,null,null,null,null,null,null,null,162.499999999913,">max",">max",">max",">max",">max",">max",">max",">max",">max",">max",">max",">max",">max",">max",">max",">max",">max",">max",">max",">max",">max",">max",">max",">max",">max",">max",">max",">max",null,162.499999999913,">max",">max",">max",">max",">max",">max",">max",">max",">max",">max",">max",">max",">max",">max",">max",">max",">max",">max",">max",">max",">max",">max",">max",">max",">max",">max",">max",">max"]
[null,null,null,null,null,null,null,null,162.599999999913,">max",">max",">max",">max",">max",">max",">max",">max",">max",">max",">max",">max",">max",">max",">max",">max",">max",">max",">max",">max",">max",">max",">max",">max",">max",">max",">max",">max",null,162.599999999913,">max",">max",">max",">max",">max",">max",">max",">max",">max",">max",">max",">max",">max",">max",">max",">max",">max",">max",">max",">max",">max",">max",">max",">max",">max",">max",">max",">max"]
[null,null,null,null,null,null,null,null,162.69999999991299,">max",">max",">max",">max",">max",">max",">max",">max",">max",">max",">max",">max",">max",">max",">max",">max",">max",">max",">max",">max",">max",">max",">max",">max",">max",">max",">max",">max",null,162.69999999991299,">max",">max",">max",">max",">max",">max",">max",">max",">max",">max",">max",">max",">max",">max",">max",">max",">max",">max",">max",">max",">max",">max",">max",">max",">max",">max",">max",">max"]
[null,null,null,null,null,null,null,null,162.79999999991301,">max",">max",">max",">max",">max",">max",">max",">max",">max",">max",">max",">max",">max",">max",">max",">max",">max",">max",">max",">max",">max",">max",">max",">max",">max",">max",">max",">max",null,162.79999999991301,">max",">max",">max",">max",">max",">max",">max",">max",">max",">max",">max",">max",">max",">max",">max",">max",">max",">max",">max",">max",">max",">max",">max",">max",">max",">max",">max",">max"]
[null,null,null,null,null,null,null,null,162.89999999991301,">max",">max",">max",">max",">max",">max",">max",">max",">max",">max",">max",">max",">max",">max",">max",">max",">max",">max",">max",">max",">max",">max",">max",">max",">max",">max",">max",">max",null,162.89999999991301,">max",">max",">max",">max",">max",">max",">max",">max",">max",">max",">max",">max",">max",">max",">max",">max",">max",">max",">max",">max",">max",">max",">max",">max",">max",">max",">max",">max"]
[null,null,null,null,null,null,null,null,162.999999999913,">max",">max",">max",">max",">max",">max",">max",">max",">max",">max",">max",">max",">max",">max",">max",">max",">max",">max",">max",">max",">max",">max",">max",">max",">max",">max",">max",">max",null,162.999999999913,">max",">max",">max",">max",">max",">max",">max",">max",">max",">max",">max",">max",">max",">max",">max",">max",">max",">max",">max",">max",">max",">max",">max",">max",">max",">max",">max",">max"]
[null,null,null,null,null,null,null,null,163.099999999913,">max",">max",">max",">max",">max",">max",">max",">max",">max",">max",">max",">max",">max",">max",">max",">max",">max",">max",">max",">max",">max",">max",">max",">max",">max",">max",">max",">max",null,163.099999999913,">max",">max",">max",">max",">max",">max",">max",">max",">max",">max",">max",">max",">max",">max",">max",">max",">max",">max",">max",">max",">max",">max",">max",">max",">max",">max",">max",">max"]
[null,null,null,null,null,null,null,null,163.19999999991299,">max",">max",">max",">max",">max",">max",">max",">max",">max",">max",">max",">max",">max",">max",">max",">max",">max",">max",">max",">max",">max",">max",">max",">max",">max",">max",">max",">max",null,163.19999999991299,">max",">max",">max",">max",">max",">max",">max",">max",">max",">max",">max",">max",">max",">max",">max",">max",">max",">max",">max",">max",">max",">max",">max",">max",">max",">max",">max",">max"]
[null,null,null,null,null,null,null,null,163.29999999991301,">max",">max",">max",">max",">max",">max",">max",">max",">max",">max",">max",">max",">max",">max",">max",">max",">max",">max",">max",">max",">max",">max",">max",">max",">max",">max",">max",">max",null,163.29999999991301,">max",">max",">max",">max",">max",">max",">max",">max",">max",">max",">max",">max",">max",">max",">max",">max",">max",">max",">max",">max",">max",">max",">max",">max",">max",">max",">max",">max"]
[null,null,null,null,null,null,null,null,163.39999999991301,">max",">max",">max",">max",">max",">max",">max",">max",">max",">max",">max",">max",">max",">max",">max",">max",">max",">max",">max",">max",">max",">max",">max",">max",">max",">max",">max",">max",null,163.39999999991301,">max",">max",">max",">max",">max",">max",">max",">max",">max",">max",">max",">max",">max",">max",">max",">max",">max",">max",">max",">max",">max",">max",">max",">max",">max",">max",">max",">max"]
[null,null,null,null,null,null,null,null,163.499999999913,">max",">max",">max",">max",">max",">max",">max",">max",">max",">max",">max",">max",">max",">max",">max",">max",">max",">max",">max",">max",">max",">max",">max",">max",">max",">max",">max",">max",null,163.499999999913,">max",">max",">max",">max",">max",">max",">max",">max",">max",">max",">max",">max",">max",">max",">max",">max",">max",">max",">max",">max",">max",">max",">max",">max",">max",">max",">max",">max"]
[null,null,null,null,null,null,null,null,163.599999999913,">max",">max",">max",">max",">max",">max",">max",">max",">max",">max",">max",">max",">max",">max",">max",">max",">max",">max",">max",">max",">max",">max",">max",">max",">max",">max",">max",">max",null,163.599999999913,">max",">max",">max",">max",">max",">max",">max",">max",">max",">max",">max",">max",">max",">max",">max",">max",">max",">max",">max",">max",">max",">max",">max",">max",">max",">max",">max",">max"]
[null,null,null,null,null,null,null,null,163.69999999991299,">max",">max",">max",">max",">max",">max",">max",">max",">max",">max",">max",">max",">max",">max",">max",">max",">max",">max",">max",">max",">max",">max",">max",">max",">max",">max",">max",">max",null,163.69999999991299,">max",">max",">max",">max",">max",">max",">max",">max",">max",">max",">max",">max",">max",">max",">max",">max",">max",">max",">max",">max",">max",">max",">max",">max",">max",">max",">max",">max"]
[null,null,null,null,null,null,null,null,163.79999999991301,">max",">max",">max",">max",">max",">max",">max",">max",">max",">max",">max",">max",">max",">max",">max",">max",">max",">max",">max",">max",">max",">max",">max",">max",">max",">max",">max",">max",null,163.79999999991301,">max",">max",">max",">max",">max",">max",">max",">max",">max",">max",">max",">max",">max",">max",">max",">max",">max",">max",">max",">max",">max",">max",">max",">max",">max",">max",">max",">max"]
[null,null,null,null,null,null,null,null,163.89999999991301,">max",">max",">max",">max",">max",">max",">max",">max",">max",">max",">max",">max",">max",">max",">max",">max",">max",">max",">max",">max",">max",">max",">max",">max",">max",">max",">max",">max",null,163.89999999991301,">max",">max",">max",">max",">max",">max",">max",">max",">max",">max",">max",">max",">max",">max",">max",">max",">max",">max",">max",">max",">max",">max",">max",">max",">max",">max",">max",">max"]
[null,null,null,null,null,null,null,null,163.999999999913,">max",">max",">max",">max",">max",">max",">max",">max",">max",">max",">max",">max",">max",">max",">max",">max",">max",">max",">max",">max",">max",">max",">max",">max",">max",">max",">max",">max",null,163.999999999913,">max",">max",">max",">max",">max",">max",">max",">max",">max",">max",">max",">max",">max",">max",">max",">max",">max",">max",">max",">max",">max",">max",">max",">max",">max",">max",">max",">max"]
[null,null,null,null,null,null,null,null,164.099999999913,">max",">max",">max",">max",">max",">max",">max",">max",">max",">max",">max",">max",">max",">max",">max",">max",">max",">max",">max",">max",">max",">max",">max",">max",">max",">max",">max",">max",null,164.099999999913,">max",">max",">max",">max",">max",">max",">max",">max",">max",">max",">max",">max",">max",">max",">max",">max",">max",">max",">max",">max",">max",">max",">max",">max",">max",">max",">max",">max"]
[null,null,null,null,null,null,null,null,164.19999999991299,">max",">max",">max",">max",">max",">max",">max",">max",">max",">max",">max",">max",">max",">max",">max",">max",">max",">max",">max",">max",">max",">max",">max",">max",">max",">max",">max",">max",null,164.19999999991299,">max",">max",">max",">max",">max",">max",">max",">max",">max",">max",">max",">max",">max",">max",">max",">max",">max",">max",">max",">max",">max",">max",">max",">max",">max",">max",">max",">max"]
[null,null,null,null,null,null,null,null,164.29999999991301,">max",">max",">max",">max",">max",">max",">max",">max",">max",">max",">max",">max",">max",">max",">max",">max",">max",">max",">max",">max",">max",">max",">max",">max",">max",">max",">max",">max",null,164.29999999991301,">max",">max",">max",">max",">max",">max",">max",">max",">max",">max",">max",">max",">max",">max",">max",">max",">max",">max",">max",">max",">max",">max",">max",">max",">max",">max",">max",">max"]
[null,null,null,null,null,null,null,null,164.39999999991301,">max",">max",">max",">max",">max",">max",">max",">max",">max",">max",">max",">max",">max",">max",">max",">max",">max",">max",">max",">max",">max",">max",">max",">max",">max",">max",">max",">max",null,164.39999999991301,">max",">max",">max",">max",">max",">max",">max",">max",">max",">max",">max",">max",">max",">max",">max",">max",">max",">max",">max",">max",">max",">max",">max",">max",">max",">max",">max",">max"]
[null,null,null,null,null,null,null,null,164.499999999913,">max",">max",">max",">max",">max",">max",">max",">max",">max",">max",">max",">max",">max",">max",">max",">max",">max",">max",">max",">max",">max",">max",">max",">max",">max",">max",">max",">max",null,164.499999999913,">max",">max",">max",">max",">max",">max",">max",">max",">max",">max",">max",">max",">max",">max",">max",">max",">max",">max",">max",">max",">max",">max",">max",">max",">max",">max",">max",">max"]
[null,null,null,null,null,null,null,null,164.599999999913,">max",">max",">max",">max",">max",">max",">max",">max",">max",">max",">max",">max",">max",">max",">max",">max",">max",">max",">max",">max",">max",">max",">max",">max",">max",">max",">max",">max",null,164.599999999913,">max",">max",">max",">max",">max",">max",">max",">max",">max",">max",">max",">max",">max",">max",">max",">max",">max",">max",">max",">max",">max",">max",">max",">max",">max",">max",">max",">max"]
[null,null,null,null,null,null,null,null,164.69999999991299,">max",">max",">max",">max",">max",">max",">max",">max",">max",">max",">max",">max",">max",">max",">max",">max",">max",">max",">max",">max",">max",">max",">max",">max",">max",">max",">max",">max",null,164.69999999991299,">max",">max",">max",">max",">max",">max",">max",">max",">max",">max",">max",">max",">max",">max",">max",">max",">max",">max",">max",">max",">max",">max",">max",">max",">max",">max",">max",">max"]
[null,null,null,null,null,null,null,null,164.79999999991301,">max",">max",">max",">max",">max",">max",">max",">max",">max",">max",">max",">max",">max",">max",">max",">max",">max",">max",">max",">max",">max",">max",">max",">max",">max",">max",">max",">max",null,164.79999999991301,">max",">max",">max",">max",">max",">max",">max",">max",">max",">max",">max",">max",">max",">max",">max",">max",">max",">max",">max",">max",">max",">max",">max",">max",">max",">max",">max",">max"]
[null,null,null,null,null,null,null,null,164.89999999991301,">max",">max",">max",">max",">max",">max",">max",">max",">max",">max",">max",">max",">max",">max",">max",">max",">max",">max",">max",">max",">max",">max",">max",">max",">max",">max",">max",">max",null,164.89999999991301,">max",">max",">max",">max",">max",">max",">max",">max",">max",">max",">max",">max",">max",">max",">max",">max",">max",">max",">max",">max",">max",">max",">max",">max",">max",">max",">max",">max"]
[null,null,null,null,null,null,null,null,164.999999999913,">max",">max",">max",">max",">max",">max",">max",">max",">max",">max",">max",">max",">max",">max",">max",">max",">max",">max",">max",">max",">max",">max",">max",">max",">max",">max",">max",">max",null,164.999999999913,">max",">max",">max",">max",">max",">max",">max",">max",">max",">max",">max",">max",">max",">max",">max",">max",">max",">max",">max",">max",">max",">max",">max",">max",">max",">max",">max",">max"]
[null,null,null,null,null,null,null,null,165.099999999913,">max",">max",">max",">max",">max",">max",">max",">max",">max",">max",">max",">max",">max",">max",">max",">max",">max",">max",">max",">max",">max",">max",">max",">max",">max",">max",">max",">max",null,165.099999999913,">max",">max",">max",">max",">max",">max",">max",">max",">max",">max",">max",">max",">max",">max",">max",">max",">max",">max",">max",">max",">max",">max",">max",">max",">max",">max",">max",">max"]
[null,null,null,null,null,null,null,null,165.19999999991299,">max",">max",">max",">max",">max",">max",">max",">max",">max",">max",">max",">max",">max",">max",">max",">max",">max",">max",">max",">max",">max",">max",">max",">max",">max",">max",">max",">max",null,165.19999999991299,">max",">max",">max",">max",">max",">max",">max",">max",">max",">max",">max",">max",">max",">max",">max",">max",">max",">max",">max",">max",">max",">max",">max",">max",">max",">max",">max",">max"]
[null,null,null,null,null,null,null,null,165.29999999991301,">max",">max",">max",">max",">max",">max",">max",">max",">max",">max",">max",">max",">max",">max",">max",">max",">max",">max",">max",">max",">max",">max",">max",">max",">max",">max",">max",">max",null,165.29999999991301,">max",">max",">max",">max",">max",">max",">max",">max",">max",">max",">max",">max",">max",">max",">max",">max",">max",">max",">max",">max",">max",">max",">max",">max",">max",">max",">max",">max"]
[null,null,null,null,null,null,null,null,165.39999999991301,">max",">max",">max",">max",">max",">max",">max",">max",">max",">max",">max",">max",">max",">max",">max",">max",">max",">max",">max",">max",">max",">max",">max",">max",">max",">max",">max",">max",null,165.39999999991301,">max",">max",">max",">max",">max",">max",">max",">max",">max",">max",">max",">max",">max",">max",">max",">max",">max",">max",">max",">max",">max",">max",">max",">max",">max",">max",">max",">max"]
[null,null,null,null,null,null,null,null,165.499999999913,">max",">max",">max",">max",">max",">max",">max",">max",">max",">max",">max",">max",">max",">max",">max",">max",">max",">max",">max",">max",">max",">max",">max",">max",">max",">max",">max",">max",null,165.499999999913,">max",">max",">max",">max",">max",">max",">max",">max",">max",">max",">max",">max",">max",">max",">max",">max",">max",">max",">max",">max",">max",">max",">max",">max",">max",">max",">max",">max"]
[null,null,null,null,null,null,null,null,165.599999999913,">max",">max",">max",">max",">max",">max",">max",">max",">max",">max",">max",">max",">max",">max",">max",">max",">max",">max",">max",">max",">max",">max",">max",">max",">max",">max",">max",">max",null,165.599999999913,">max",">max",">max",">max",">max",">max",">max",">max",">max",">max",">max",">max",">max",">max",">max",">max",">max",">max",">max",">max",">max",">max",">max",">max",">max",">max",">max",">max"]
[null,null,null,null,null,null,null,null,165.69999999991299,">max",">max",">max",">max",">max",">max",">max",">max",">max",">max",">max",">max",">max",">max",">max",">max",">max",">max",">max",">max",">max",">max",">max",">max",">max",">max",">max",">max",null,165.69999999991299,">max",">max",">max",">max",">max",">max",">max",">max",">max",">max",">max",">max",">max",">max",">max",">max",">max",">max",">max",">max",">max",">max",">max",">max",">max",">max",">max",">max"]
[null,null,null,null,null,null,null,null,165.79999999991301,">max",">max",">max",">max",">max",">max",">max",">max",">max",">max",">max",">max",">max",">max",">max",">max",">max",">max",">max",">max",">max",">max",">max",">max",">max",">max",">max",">max",null,165.79999999991301,">max",">max",">max",">max",">max",">max",">max",">max",">max",">max",">max",">max",">max",">max",">max",">max",">max",">max",">max",">max",">max",">max",">max",">max",">max",">max",">max",">max"]
[null,null,null,null,null,null,null,null,165.89999999991301,">max",">max",">max",">max",">max",">max",">max",">max",">max",">max",">max",">max",">max",">max",">max",">max",">max",">max",">max",">max",">max",">max",">max",">max",">max",">max",">max",">max",null,165.89999999991301,">max",">max",">max",">max",">max",">max",">max",">max",">max",">max",">max",">max",">max",">max",">max",">max",">max",">max",">max",">max",">max",">max",">max",">max",">max",">max",">max",">max"]
[null,null,null,null,null,null,null,null,165.999999999913,">max",">max",">max",">max",">max",">max",">max",">max",">max",">max",">max",">max",">max",">max",">max",">max",">max",">max",">max",">max",">max",">max",">max",">max",">max",">max",">max",">max",null,165.999999999913,">max",">max",">max",">max",">max",">max",">max",">max",">max",">max",">max",">max",">max",">max",">max",">max",">max",">max",">max",">max",">max",">max",">max",">max",">max",">max",">max",">max"]
[null,null,null,null,null,null,null,null,166.099999999913,">max",">max",">max",">max",">max",">max",">max",">max",">max",">max",">max",">max",">max",">max",">max",">max",">max",">max",">max",">max",">max",">max",">max",">max",">max",">max",">max",">max",null,166.099999999913,">max",">max",">max",">max",">max",">max",">max",">max",">max",">max",">max",">max",">max",">max",">max",">max",">max",">max",">max",">max",">max",">max",">max",">max",">max",">max",">max",">max"]
[null,null,null,null,null,null,null,null,166.19999999991299,">max",">max",">max",">max",">max",">max",">max",">max",">max",">max",">max",">max",">max",">max",">max",">max",">max",">max",">max",">max",">max",">max",">max",">max",">max",">max",">max",">max",null,166.19999999991299,">max",">max",">max",">max",">max",">max",">max",">max",">max",">max",">max",">max",">max",">max",">max",">max",">max",">max",">max",">max",">max",">max",">max",">max",">max",">max",">max",">max"]
[null,null,null,null,null,null,null,null,166.29999999991301,">max",">max",">max",">max",">max",">max",">max",">max",">max",">max",">max",">max",">max",">max",">max",">max",">max",">max",">max",">max",">max",">max",">max",">max",">max",">max",">max",">max",null,166.29999999991301,">max",">max",">max",">max",">max",">max",">max",">max",">max",">max",">max",">max",">max",">max",">max",">max",">max",">max",">max",">max",">max",">max",">max",">max",">max",">max",">max",">max"]
[null,null,null,null,null,null,null,null,166.39999999991301,">max",">max",">max",">max",">max",">max",">max",">max",">max",">max",">max",">max",">max",">max",">max",">max",">max",">max",">max",">max",">max",">max",">max",">max",">max",">max",">max",">max",null,166.39999999991301,">max",">max",">max",">max",">max",">max",">max",">max",">max",">max",">max",">max",">max",">max",">max",">max",">max",">max",">max",">max",">max",">max",">max",">max",">max",">max",">max",">max"]
[null,null,null,null,null,null,null,null,166.499999999913,">max",">max",">max",">max",">max",">max",">max",">max",">max",">max",">max",">max",">max",">max",">max",">max",">max",">max",">max",">max",">max",">max",">max",">max",">max",">max",">max",">max",null,166.499999999913,">max",">max",">max",">max",">max",">max",">max",">max",">max",">max",">max",">max",">max",">max",">max",">max",">max",">max",">max",">max",">max",">max",">max",">max",">max",">max",">max",">max"]
[null,null,null,null,null,null,null,null,166.599999999913,">max",">max",">max",">max",">max",">max",">max",">max",">max",">max",">max",">max",">max",">max",">max",">max",">max",">max",">max",">max",">max",">max",">max",">max",">max",">max",">max",">max",null,166.599999999913,">max",">max",">max",">max",">max",">max",">max",">max",">max",">max",">max",">max",">max",">max",">max",">max",">max",">max",">max",">max",">max",">max",">max",">max",">max",">max",">max",">max"]
[null,null,null,null,null,null,null,null,166.69999999991299,">max",">max",">max",">max",">max",">max",">max",">max",">max",">max",">max",">max",">max",">max",">max",">max",">max",">max",">max",">max",">max",">max",">max",">max",">max",">max",">max",">max",null,166.69999999991299,">max",">max",">max",">max",">max",">max",">max",">max",">max",">max",">max",">max",">max",">max",">max",">max",">max",">max",">max",">max",">max",">max",">max",">max",">max",">max",">max",">max"]
[null,null,null,null,null,null,null,null,166.79999999991301,">max",">max",">max",">max",">max",">max",">max",">max",">max",">max",">max",">max",">max",">max",">max",">max",">max",">max",">max",">max",">max",">max",">max",">max",">max",">max",">max",">max",null,166.79999999991301,">max",">max",">max",">max",">max",">max",">max",">max",">max",">max",">max",">max",">max",">max",">max",">max",">max",">max",">max",">max",">max",">max",">max",">max",">max",">max",">max",">max"]
[null,null,null,null,null,null,null,null,166.89999999991301,">max",">max",">max",">max",">max",">max",">max",">max",">max",">max",">max",">max",">max",">max",">max",">max",">max",">max",">max",">max",">max",">max",">max",">max",">max",">max",">max",">max",null,166.89999999991301,">max",">max",">max",">max",">max",">max",">max",">max",">max",">max",">max",">max",">max",">max",">max",">max",">max",">max",">max",">max",">max",">max",">max",">max",">max",">max",">max",">max"]
[null,null,null,null,null,null,null,null,166.999999999913,">max",">max",">max",">max",">max",">max",">max",">max",">max",">max",">max",">max",">max",">max",">max",">max",">max",">max",">max",">max",">max",">max",">max",">max",">max",">max",">max",">max",null,166.999999999913,">max",">max",">max",">max",">max",">max",">max",">max",">max",">max",">max",">max",">max",">max",">max",">max",">max",">max",">max",">max",">max",">max",">max",">max",">max",">max",">max",">max"]
[null,null,null,null,null,null,null,null,167.099999999913,">max",">max",">max",">max",">max",">max",">max",">max",">max",">max",">max",">max",">max",">max",">max",">max",">max",">max",">max",">max",">max",">max",">max",">max",">max",">max",">max",">max",null,167.099999999913,">max",">max",">max",">max",">max",">max",">max",">max",">max",">max",">max",">max",">max",">max",">max",">max",">max",">max",">max",">max",">max",">max",">max",">max",">max",">max",">max",">max"]
[null,null,null,null,null,null,null,null,167.19999999991299,">max",">max",">max",">max",">max",">max",">max",">max",">max",">max",">max",">max",">max",">max",">max",">max",">max",">max",">max",">max",">max",">max",">max",">max",">max",">max",">max",">max",null,167.19999999991299,">max",">max",">max",">max",">max",">max",">max",">max",">max",">max",">max",">max",">max",">max",">max",">max",">max",">max",">max",">max",">max",">max",">max",">max",">max",">max",">max",">max"]
[null,null,null,null,null,null,null,null,167.29999999991301,">max",">max",">max",">max",">max",">max",">max",">max",">max",">max",">max",">max",">max",">max",">max",">max",">max",">max",">max",">max",">max",">max",">max",">max",">max",">max",">max",">max",null,167.29999999991301,">max",">max",">max",">max",">max",">max",">max",">max",">max",">max",">max",">max",">max",">max",">max",">max",">max",">max",">max",">max",">max",">max",">max",">max",">max",">max",">max",">max"]
[null,null,null,null,null,null,null,null,167.39999999991301,">max",">max",">max",">max",">max",">max",">max",">max",">max",">max",">max",">max",">max",">max",">max",">max",">max",">max",">max",">max",">max",">max",">max",">max",">max",">max",">max",">max",null,167.39999999991301,">max",">max",">max",">max",">max",">max",">max",">max",">max",">max",">max",">max",">max",">max",">max",">max",">max",">max",">max",">max",">max",">max",">max",">max",">max",">max",">max",">max"]
[null,null,null,null,null,null,null,null,167.499999999913,">max",">max",">max",">max",">max",">max",">max",">max",">max",">max",">max",">max",">max",">max",">max",">max",">max",">max",">max",">max",">max",">max",">max",">max",">max",">max",">max",">max",null,167.499999999913,">max",">max",">max",">max",">max",">max",">max",">max",">max",">max",">max",">max",">max",">max",">max",">max",">max",">max",">max",">max",">max",">max",">max",">max",">max",">max",">max",">max"]
[null,null,null,null,null,null,null,null,167.599999999913,">max",">max",">max",">max",">max",">max",">max",">max",">max",">max",">max",">max",">max",">max",">max",">max",">max",">max",">max",">max",">max",">max",">max",">max",">max",">max",">max",">max",null,167.599999999913,">max",">max",">max",">max",">max",">max",">max",">max",">max",">max",">max",">max",">max",">max",">max",">max",">max",">max",">max",">max",">max",">max",">max",">max",">max",">max",">max",">max"]
[null,null,null,null,null,null,null,null,167.69999999991299,">max",">max",">max",">max",">max",">max",">max",">max",">max",">max",">max",">max",">max",">max",">max",">max",">max",">max",">max",">max",">max",">max",">max",">max",">max",">max",">max",">max",null,167.69999999991299,">max",">max",">max",">max",">max",">max",">max",">max",">max",">max",">max",">max",">max",">max",">max",">max",">max",">max",">max",">max",">max",">max",">max",">max",">max",">max",">max",">max"]
[null,null,null,null,null,null,null,null,167.79999999991301,">max",">max",">max",">max",">max",">max",">max",">max",">max",">max",">max",">max",">max",">max",">max",">max",">max",">max",">max",">max",">max",">max",">max",">max",">max",">max",">max",">max",null,167.79999999991301,">max",">max",">max",">max",">max",">max",">max",">max",">max",">max",">max",">max",">max",">max",">max",">max",">max",">max",">max",">max",">max",">max",">max",">max",">max",">max",">max",">max"]
[null,null,null,null,null,null,null,null,167.89999999991301,">max",">max",">max",">max",">max",">max",">max",">max",">max",">max",">max",">max",">max",">max",">max",">max",">max",">max",">max",">max",">max",">max",">max",">max",">max",">max",">max",">max",null,167.89999999991301,">max",">max",">max",">max",">max",">max",">max",">max",">max",">max",">max",">max",">max",">max",">max",">max",">max",">max",">max",">max",">max",">max",">max",">max",">max",">max",">max",">max"]
[null,null,null,null,null,null,null,null,167.999999999913,">max",">max",">max",">max",">max",">max",">max",">max",">max",">max",">max",">max",">max",">max",">max",">max",">max",">max",">max",">max",">max",">max",">max",">max",">max",">max",">max",">max",null,167.999999999913,">max",">max",">max",">max",">max",">max",">max",">max",">max",">max",">max",">max",">max",">max",">max",">max",">max",">max",">max",">max",">max",">max",">max",">max",">max",">max",">max",">max"]
[null,null,null,null,null,null,null,null,168.099999999913,">max",">max",">max",">max",">max",">max",">max",">max",">max",">max",">max",">max",">max",">max",">max",">max",">max",">max",">max",">max",">max",">max",">max",">max",">max",">max",">max",">max",null,168.099999999913,">max",">max",">max",">max",">max",">max",">max",">max",">max",">max",">max",">max",">max",">max",">max",">max",">max",">max",">max",">max",">max",">max",">max",">max",">max",">max",">max",">max"]
[null,null,null,null,null,null,null,null,168.19999999991299,">max",">max",">max",">max",">max",">max",">max",">max",">max",">max",">max",">max",">max",">max",">max",">max",">max",">max",">max",">max",">max",">max",">max",">max",">max",">max",">max",">max",null,168.19999999991299,">max",">max",">max",">max",">max",">max",">max",">max",">max",">max",">max",">max",">max",">max",">max",">max",">max",">max",">max",">max",">max",">max",">max",">max",">max",">max",">max",">max"]
[null,null,null,null,null,null,null,null,168.29999999991301,">max",">max",">max",">max",">max",">max",">max",">max",">max",">max",">max",">max",">max",">max",">max",">max",">max",">max",">max",">max",">max",">max",">max",">max",">max",">max",">max",">max",null,168.29999999991301,">max",">max",">max",">max",">max",">max",">max",">max",">max",">max",">max",">max",">max",">max",">max",">max",">max",">max",">max",">max",">max",">max",">max",">max",">max",">max",">max",">max"]
[null,null,null,null,null,null,null,null,168.39999999991301,">max",">max",">max",">max",">max",">max",">max",">max",">max",">max",">max",">max",">max",">max",">max",">max",">max",">max",">max",">max",">max",">max",">max",">max",">max",">max",">max",">max",null,168.39999999991301,">max",">max",">max",">max",">max",">max",">max",">max",">max",">max",">max",">max",">max",">max",">max",">max",">max",">max",">max",">max",">max",">max",">max",">max",">max",">max",">max",">max"]
[null,null,null,null,null,null,null,null,168.499999999913,">max",">max",">max",">max",">max",">max",">max",">max",">max",">max",">max",">max",">max",">max",">max",">max",">max",">max",">max",">max",">max",">max",">max",">max",">max",">max",">max",">max",null,168.499999999913,">max",">max",">max",">max",">max",">max",">max",">max",">max",">max",">max",">max",">max",">max",">max",">max",">max",">max",">max",">max",">max",">max",">max",">max",">max",">max",">max",">max"]
[null,null,null,null,null,null,null,null,168.599999999913,">max",">max",">max",">max",">max",">max",">max",">max",">max",">max",">max",">max",">max",">max",">max",">max",">max",">max",">max",">max",">max",">max",">max",">max",">max",">max",">max",">max",null,168.599999999913,">max",">max",">max",">max",">max",">max",">max",">max",">max",">max",">max",">max",">max",">max",">max",">max",">max",">max",">max",">max",">max",">max",">max",">max",">max",">max",">max",">max"]
[null,null,null,null,null,null,null,null,168.69999999991299,">max",">max",">max",">max",">max",">max",">max",">max",">max",">max",">max",">max",">max",">max",">max",">max",">max",">max",">max",">max",">max",">max",">max",">max",">max",">max",">max",">max",null,168.69999999991299,">max",">max",">max",">max",">max",">max",">max",">max",">max",">max",">max",">max",">max",">max",">max",">max",">max",">max",">max",">max",">max",">max",">max",">max",">max",">max",">max",">max"]
[null,null,null,null,null,null,null,null,168.79999999991301,">max",">max",">max",">max",">max",">max",">max",">max",">max",">max",">max",">max",">max",">max",">max",">max",">max",">max",">max",">max",">max",">max",">max",">max",">max",">max",">max",">max",null,168.79999999991301,">max",">max",">max",">max",">max",">max",">max",">max",">max",">max",">max",">max",">max",">max",">max",">max",">max",">max",">max",">max",">max",">max",">max",">max",">max",">max",">max",">max"]
[null,null,null,null,null,null,null,null,168.89999999991301,">max",">max",">max",">max",">max",">max",">max",">max",">max",">max",">max",">max",">max",">max",">max",">max",">max",">max",">max",">max",">max",">max",">max",">max",">max",">max",">max",">max",null,168.89999999991301,">max",">max",">max",">max",">max",">max",">max",">max",">max",">max",">max",">max",">max",">max",">max",">max",">max",">max",">max",">max",">max",">max",">max",">max",">max",">max",">max",">max"]
[null,null,null,null,null,null,null,null,168.999999999913,">max",">max",">max",">max",">max",">max",">max",">max",">max",">max",">max",">max",">max",">max",">max",">max",">max",">max",">max",">max",">max",">max",">max",">max",">max",">max",">max",">max",null,168.999999999913,">max",">max",">max",">max",">max",">max",">max",">max",">max",">max",">max",">max",">max",">max",">max",">max",">max",">max",">max",">max",">max",">max",">max",">max",">max",">max",">max",">max"]
[null,null,null,null,null,null,null,null,169.099999999913,">max",">max",">max",">max",">max",">max",">max",">max",">max",">max",">max",">max",">max",">max",">max",">max",">max",">max",">max",">max",">max",">max",">max",">max",">max",">max",">max",">max",null,169.099999999913,">max",">max",">max",">max",">max",">max",">max",">max",">max",">max",">max",">max",">max",">max",">max",">max",">max",">max",">max",">max",">max",">max",">max",">max",">max",">max",">max",">max"]
[null,null,null,null,null,null,null,null,169.19999999991299,">max",">max",">max",">max",">max",">max",">max",">max",">max",">max",">max",">max",">max",">max",">max",">max",">max",">max",">max",">max",">max",">max",">max",">max",">max",">max",">max",">max",null,169.19999999991299,">max",">max",">max",">max",">max",">max",">max",">max",">max",">max",">max",">max",">max",">max",">max",">max",">max",">max",">max",">max",">max",">max",">max",">max",">max",">max",">max",">max"]
[null,null,null,null,null,null,null,null,169.29999999991301,">max",">max",">max",">max",">max",">max",">max",">max",">max",">max",">max",">max",">max",">max",">max",">max",">max",">max",">max",">max",">max",">max",">max",">max",">max",">max",">max",">max",null,169.29999999991301,">max",">max",">max",">max",">max",">max",">max",">max",">max",">max",">max",">max",">max",">max",">max",">max",">max",">max",">max",">max",">max",">max",">max",">max",">max",">max",">max",">max"]
[null,null,null,null,null,null,null,null,169.39999999991301,">max",">max",">max",">max",">max",">max",">max",">max",">max",">max",">max",">max",">max",">max",">max",">max",">max",">max",">max",">max",">max",">max",">max",">max",">max",">max",">max",">max",null,169.39999999991301,">max",">max",">max",">max",">max",">max",">max",">max",">max",">max",">max",">max",">max",">max",">max",">max",">max",">max",">max",">max",">max",">max",">max",">max",">max",">max",">max",">max"]
[null,null,null,null,null,null,null,null,169.499999999913,">max",">max",">max",">max",">max",">max",">max",">max",">max",">max",">max",">max",">max",">max",">max",">max",">max",">max",">max",">max",">max",">max",">max",">max",">max",">max",">max",">max",null,169.499999999913,">max",">max",">max",">max",">max",">max",">max",">max",">max",">max",">max",">max",">max",">max",">max",">max",">max",">max",">max",">max",">max",">max",">max",">max",">max",">max",">max",">max"]
[null,null,null,null,null,null,null,null,169.599999999913,">max",">max",">max",">max",">max",">max",">max",">max",">max",">max",">max",">max",">max",">max",">max",">max",">max",">max",">max",">max",">max",">max",">max",">max",">max",">max",">max",">max",null,169.599999999913,">max",">max",">max",">max",">max",">max",">max",">max",">max",">max",">max",">max",">max",">max",">max",">max",">max",">max",">max",">max",">max",">max",">max",">max",">max",">max",">max",">max"]
[null,null,null,null,null,null,null,null,169.69999999991299,">max",">max",">max",">max",">max",">max",">max",">max",">max",">max",">max",">max",">max",">max",">max",">max",">max",">max",">max",">max",">max",">max",">max",">max",">max",">max",">max",">max",null,169.69999999991299,">max",">max",">max",">max",">max",">max",">max",">max",">max",">max",">max",">max",">max",">max",">max",">max",">max",">max",">max",">max",">max",">max",">max",">max",">max",">max",">max",">max"]
[null,null,null,null,null,null,null,null,169.79999999991301,">max",">max",">max",">max",">max",">max",">max",">max",">max",">max",">max",">max",">max",">max",">max",">max",">max",">max",">max",">max",">max",">max",">max",">max",">max",">max",">max",">max",null,169.79999999991301,">max",">max",">max",">max",">max",">max",">max",">max",">max",">max",">max",">max",">max",">max",">max",">max",">max",">max",">max",">max",">max",">max",">max",">max",">max",">max",">max",">max"]
[null,null,null,null,null,null,null,null,169.89999999991301,">max",">max",">max",">max",">max",">max",">max",">max",">max",">max",">max",">max",">max",">max",">max",">max",">max",">max",">max",">max",">max",">max",">max",">max",">max",">max",">max",">max",null,169.89999999991301,">max",">max",">max",">max",">max",">max",">max",">max",">max",">max",">max",">max",">max",">max",">max",">max",">max",">max",">max",">max",">max",">max",">max",">max",">max",">max",">max",">max"]
[null,null,null,null,null,null,null,null,169.999999999913,">max",">max",">max",">max",">max",">max",">max",">max",">max",">max",">max",">max",">max",">max",">max",">max",">max",">max",">max",">max",">max",">max",">max",">max",">max",">max",">max",">max",null,169.999999999913,">max",">max",">max",">max",">max",">max",">max",">max",">max",">max",">max",">max",">max",">max",">max",">max",">max",">max",">max",">max",">max",">max",">max",">max",">max",">max",">max",">max"]
[null,null,null,null,null,null,null,null,170.099999999913,">max",">max",">max",">max",">max",">max",">max",">max",">max",">max",">max",">max",">max",">max",">max",">max",">max",">max",">max",">max",">max",">max",">max",">max",">max",">max",">max",">max",null,170.099999999913,">max",">max",">max",">max",">max",">max",">max",">max",">max",">max",">max",">max",">max",">max",">max",">max",">max",">max",">max",">max",">max",">max",">max",">max",">max",">max",">max",">max"]
[null,null,null,null,null,null,null,null,170.19999999991299,">max",">max",">max",">max",">max",">max",">max",">max",">max",">max",">max",">max",">max",">max",">max",">max",">max",">max",">max",">max",">max",">max",">max",">max",">max",">max",">max",">max",null,170.19999999991299,">max",">max",">max",">max",">max",">max",">max",">max",">max",">max",">max",">max",">max",">max",">max",">max",">max",">max",">max",">max",">max",">max",">max",">max",">max",">max",">max",">max"]
[null,null,null,null,null,null,null,null,170.29999999991301,">max",">max",">max",">max",">max",">max",">max",">max",">max",">max",">max",">max",">max",">max",">max",">max",">max",">max",">max",">max",">max",">max",">max",">max",">max",">max",">max",">max",null,170.29999999991301,">max",">max",">max",">max",">max",">max",">max",">max",">max",">max",">max",">max",">max",">max",">max",">max",">max",">max",">max",">max",">max",">max",">max",">max",">max",">max",">max",">max"]
[null,null,null,null,null,null,null,null,170.39999999991301,">max",">max",">max",">max",">max",">max",">max",">max",">max",">max",">max",">max",">max",">max",">max",">max",">max",">max",">max",">max",">max",">max",">max",">max",">max",">max",">max",">max",null,170.39999999991301,">max",">max",">max",">max",">max",">max",">max",">max",">max",">max",">max",">max",">max",">max",">max",">max",">max",">max",">max",">max",">max",">max",">max",">max",">max",">max",">max",">max"]
[null,null,null,null,null,null,null,null,170.49999999991201,">max",">max",">max",">max",">max",">max",">max",">max",">max",">max",">max",">max",">max",">max",">max",">max",">max",">max",">max",">max",">max",">max",">max",">max",">max",">max",">max",">max",null,170.49999999991201,">max",">max",">max",">max",">max",">max",">max",">max",">max",">max",">max",">max",">max",">max",">max",">max",">max",">max",">max",">max",">max",">max",">max",">max",">max",">max",">max",">max"]
[null,null,null,null,null,null,null,null,170.599999999912,">max",">max",">max",">max",">max",">max",">max",">max",">max",">max",">max",">max",">max",">max",">max",">max",">max",">max",">max",">max",">max",">max",">max",">max",">max",">max",">max",">max",null,170.599999999912,">max",">max",">max",">max",">max",">max",">max",">max",">max",">max",">max",">max",">max",">max",">max",">max",">max",">max",">max",">max",">max",">max",">max",">max",">max",">max",">max",">max"]
[null,null,null,null,null,null,null,null,170.699999999912,">max",">max",">max",">max",">max",">max",">max",">max",">max",">max",">max",">max",">max",">max",">max",">max",">max",">max",">max",">max",">max",">max",">max",">max",">max",">max",">max",">max",null,170.699999999912,">max",">max",">max",">max",">max",">max",">max",">max",">max",">max",">max",">max",">max",">max",">max",">max",">max",">max",">max",">max",">max",">max",">max",">max",">max",">max",">max",">max"]
[null,null,null,null,null,null,null,null,170.79999999991199,">max",">max",">max",">max",">max",">max",">max",">max",">max",">max",">max",">max",">max",">max",">max",">max",">max",">max",">max",">max",">max",">max",">max",">max",">max",">max",">max",">max",null,170.79999999991199,">max",">max",">max",">max",">max",">max",">max",">max",">max",">max",">max",">max",">max",">max",">max",">max",">max",">max",">max",">max",">max",">max",">max",">max",">max",">max",">max",">max"]
[null,null,null,null,null,null,null,null,170.89999999991201,">max",">max",">max",">max",">max",">max",">max",">max",">max",">max",">max",">max",">max",">max",">max",">max",">max",">max",">max",">max",">max",">max",">max",">max",">max",">max",">max",">max",null,170.89999999991201,">max",">max",">max",">max",">max",">max",">max",">max",">max",">max",">max",">max",">max",">max",">max",">max",">max",">max",">max",">max",">max",">max",">max",">max",">max",">max",">max",">max"]
[null,null,null,null,null,null,null,null,170.99999999991201,">max",">max",">max",">max",">max",">max",">max",">max",">max",">max",">max",">max",">max",">max",">max",">max",">max",">max",">max",">max",">max",">max",">max",">max",">max",">max",">max",">max",null,170.99999999991201,">max",">max",">max",">max",">max",">max",">max",">max",">max",">max",">max",">max",">max",">max",">max",">max",">max",">max",">max",">max",">max",">max",">max",">max",">max",">max",">max",">max"]
[null,null,null,null,null,null,null,null,171.099999999912,">max",">max",">max",">max",">max",">max",">max",">max",">max",">max",">max",">max",">max",">max",">max",">max",">max",">max",">max",">max",">max",">max",">max",">max",">max",">max",">max",">max",null,171.099999999912,">max",">max",">max",">max",">max",">max",">max",">max",">max",">max",">max",">max",">max",">max",">max",">max",">max",">max",">max",">max",">max",">max",">max",">max",">max",">max",">max",">max"]
[null,null,null,null,null,null,null,null,171.199999999912,">max",">max",">max",">max",">max",">max",">max",">max",">max",">max",">max",">max",">max",">max",">max",">max",">max",">max",">max",">max",">max",">max",">max",">max",">max",">max",">max",">max",null,171.199999999912,">max",">max",">max",">max",">max",">max",">max",">max",">max",">max",">max",">max",">max",">max",">max",">max",">max",">max",">max",">max",">max",">max",">max",">max",">max",">max",">max",">max"]
[null,null,null,null,null,null,null,null,171.29999999991199,">max",">max",">max",">max",">max",">max",">max",">max",">max",">max",">max",">max",">max",">max",">max",">max",">max",">max",">max",">max",">max",">max",">max",">max",">max",">max",">max",">max",null,171.29999999991199,">max",">max",">max",">max",">max",">max",">max",">max",">max",">max",">max",">max",">max",">max",">max",">max",">max",">max",">max",">max",">max",">max",">max",">max",">max",">max",">max",">max"]
[null,null,null,null,null,null,null,null,171.39999999991201,">max",">max",">max",">max",">max",">max",">max",">max",">max",">max",">max",">max",">max",">max",">max",">max",">max",">max",">max",">max",">max",">max",">max",">max",">max",">max",">max",">max",null,171.39999999991201,">max",">max",">max",">max",">max",">max",">max",">max",">max",">max",">max",">max",">max",">max",">max",">max",">max",">max",">max",">max",">max",">max",">max",">max",">max",">max",">max",">max"]
[null,null,null,null,null,null,null,null,171.49999999991201,">max",">max",">max",">max",">max",">max",">max",">max",">max",">max",">max",">max",">max",">max",">max",">max",">max",">max",">max",">max",">max",">max",">max",">max",">max",">max",">max",">max",null,171.49999999991201,">max",">max",">max",">max",">max",">max",">max",">max",">max",">max",">max",">max",">max",">max",">max",">max",">max",">max",">max",">max",">max",">max",">max",">max",">max",">max",">max",">max"]
[null,null,null,null,null,null,null,null,171.599999999912,">max",">max",">max",">max",">max",">max",">max",">max",">max",">max",">max",">max",">max",">max",">max",">max",">max",">max",">max",">max",">max",">max",">max",">max",">max",">max",">max",">max",null,171.599999999912,">max",">max",">max",">max",">max",">max",">max",">max",">max",">max",">max",">max",">max",">max",">max",">max",">max",">max",">max",">max",">max",">max",">max",">max",">max",">max",">max",">max"]
[null,null,null,null,null,null,null,null,171.699999999912,">max",">max",">max",">max",">max",">max",">max",">max",">max",">max",">max",">max",">max",">max",">max",">max",">max",">max",">max",">max",">max",">max",">max",">max",">max",">max",">max",">max",null,171.699999999912,">max",">max",">max",">max",">max",">max",">max",">max",">max",">max",">max",">max",">max",">max",">max",">max",">max",">max",">max",">max",">max",">max",">max",">max",">max",">max",">max",">max"]
[null,null,null,null,null,null,null,null,171.79999999991199,">max",">max",">max",">max",">max",">max",">max",">max",">max",">max",">max",">max",">max",">max",">max",">max",">max",">max",">max",">max",">max",">max",">max",">max",">max",">max",">max",">max",null,171.79999999991199,">max",">max",">max",">max",">max",">max",">max",">max",">max",">max",">max",">max",">max",">max",">max",">max",">max",">max",">max",">max",">max",">max",">max",">max",">max",">max",">max",">max"]
[null,null,null,null,null,null,null,null,171.89999999991201,">max",">max",">max",">max",">max",">max",">max",">max",">max",">max",">max",">max",">max",">max",">max",">max",">max",">max",">max",">max",">max",">max",">max",">max",">max",">max",">max",">max",null,171.89999999991201,">max",">max",">max",">max",">max",">max",">max",">max",">max",">max",">max",">max",">max",">max",">max",">max",">max",">max",">max",">max",">max",">max",">max",">max",">max",">max",">max",">max"]
[null,null,null,null,null,null,null,null,171.99999999991201,">max",">max",">max",">max",">max",">max",">max",">max",">max",">max",">max",">max",">max",">max",">max",">max",">max",">max",">max",">max",">max",">max",">max",">max",">max",">max",">max",">max",null,171.99999999991201,">max",">max",">max",">max",">max",">max",">max",">max",">max",">max",">max",">max",">max",">max",">max",">max",">max",">max",">max",">max",">max",">max",">max",">max",">max",">max",">max",">max"]
[null,null,null,null,null,null,null,null,172.099999999912,">max",">max",">max",">max",">max",">max",">max",">max",">max",">max",">max",">max",">max",">max",">max",">max",">max",">max",">max",">max",">max",">max",">max",">max",">max",">max",">max",">max",null,172.099999999912,">max",">max",">max",">max",">max",">max",">max",">max",">max",">max",">max",">max",">max",">max",">max",">max",">max",">max",">max",">max",">max",">max",">max",">max",">max",">max",">max",">max"]
[null,null,null,null,null,null,null,null,172.199999999912,">max",">max",">max",">max",">max",">max",">max",">max",">max",">max",">max",">max",">max",">max",">max",">max",">max",">max",">max",">max",">max",">max",">max",">max",">max",">max",">max",">max",null,172.199999999912,">max",">max",">max",">max",">max",">max",">max",">max",">max",">max",">max",">max",">max",">max",">max",">max",">max",">max",">max",">max",">max",">max",">max",">max",">max",">max",">max",">max"]
[null,null,null,null,null,null,null,null,172.29999999991199,">max",">max",">max",">max",">max",">max",">max",">max",">max",">max",">max",">max",">max",">max",">max",">max",">max",">max",">max",">max",">max",">max",">max",">max",">max",">max",">max",">max",null,172.29999999991199,">max",">max",">max",">max",">max",">max",">max",">max",">max",">max",">max",">max",">max",">max",">max",">max",">max",">max",">max",">max",">max",">max",">max",">max",">max",">max",">max",">max"]
[null,null,null,null,null,null,null,null,172.39999999991201,">max",">max",">max",">max",">max",">max",">max",">max",">max",">max",">max",">max",">max",">max",">max",">max",">max",">max",">max",">max",">max",">max",">max",">max",">max",">max",">max",">max",null,172.39999999991201,">max",">max",">max",">max",">max",">max",">max",">max",">max",">max",">max",">max",">max",">max",">max",">max",">max",">max",">max",">max",">max",">max",">max",">max",">max",">max",">max",">max"]
[null,null,null,null,null,null,null,null,172.49999999991201,">max",">max",">max",">max",">max",">max",">max",">max",">max",">max",">max",">max",">max",">max",">max",">max",">max",">max",">max",">max",">max",">max",">max",">max",">max",">max",">max",">max",null,172.49999999991201,">max",">max",">max",">max",">max",">max",">max",">max",">max",">max",">max",">max",">max",">max",">max",">max",">max",">max",">max",">max",">max",">max",">max",">max",">max",">max",">max",">max"]
[null,null,null,null,null,null,null,null,172.599999999912,">max",">max",">max",">max",">max",">max",">max",">max",">max",">max",">max",">max",">max",">max",">max",">max",">max",">max",">max",">max",">max",">max",">max",">max",">max",">max",">max",">max",null,172.599999999912,">max",">max",">max",">max",">max",">max",">max",">max",">max",">max",">max",">max",">max",">max",">max",">max",">max",">max",">max",">max",">max",">max",">max",">max",">max",">max",">max",">max"]
[null,null,null,null,null,null,null,null,172.699999999912,">max",">max",">max",">max",">max",">max",">max",">max",">max",">max",">max",">max",">max",">max",">max",">max",">max",">max",">max",">max",">max",">max",">max",">max",">max",">max",">max",">max",null,172.699999999912,">max",">max",">max",">max",">max",">max",">max",">max",">max",">max",">max",">max",">max",">max",">max",">max",">max",">max",">max",">max",">max",">max",">max",">max",">max",">max",">max",">max"]
[null,null,null,null,null,null,null,null,172.79999999991199,">max",">max",">max",">max",">max",">max",">max",">max",">max",">max",">max",">max",">max",">max",">max",">max",">max",">max",">max",">max",">max",">max",">max",">max",">max",">max",">max",">max",null,172.79999999991199,">max",">max",">max",">max",">max",">max",">max",">max",">max",">max",">max",">max",">max",">max",">max",">max",">max",">max",">max",">max",">max",">max",">max",">max",">max",">max",">max",">max"]
[null,null,null,null,null,null,null,null,172.89999999991201,">max",">max",">max",">max",">max",">max",">max",">max",">max",">max",">max",">max",">max",">max",">max",">max",">max",">max",">max",">max",">max",">max",">max",">max",">max",">max",">max",">max",null,172.89999999991201,">max",">max",">max",">max",">max",">max",">max",">max",">max",">max",">max",">max",">max",">max",">max",">max",">max",">max",">max",">max",">max",">max",">max",">max",">max",">max",">max",">max"]
[null,null,null,null,null,null,null,null,172.99999999991201,">max",">max",">max",">max",">max",">max",">max",">max",">max",">max",">max",">max",">max",">max",">max",">max",">max",">max",">max",">max",">max",">max",">max",">max",">max",">max",">max",">max",null,172.99999999991201,">max",">max",">max",">max",">max",">max",">max",">max",">max",">max",">max",">max",">max",">max",">max",">max",">max",">max",">max",">max",">max",">max",">max",">max",">max",">max",">max",">max"]
[null,null,null,null,null,null,null,null,173.099999999912,">max",">max",">max",">max",">max",">max",">max",">max",">max",">max",">max",">max",">max",">max",">max",">max",">max",">max",">max",">max",">max",">max",">max",">max",">max",">max",">max",">max",null,173.099999999912,">max",">max",">max",">max",">max",">max",">max",">max",">max",">max",">max",">max",">max",">max",">max",">max",">max",">max",">max",">max",">max",">max",">max",">max",">max",">max",">max",">max"]
[null,null,null,null,null,null,null,null,173.199999999912,">max",">max",">max",">max",">max",">max",">max",">max",">max",">max",">max",">max",">max",">max",">max",">max",">max",">max",">max",">max",">max",">max",">max",">max",">max",">max",">max",">max",null,173.199999999912,">max",">max",">max",">max",">max",">max",">max",">max",">max",">max",">max",">max",">max",">max",">max",">max",">max",">max",">max",">max",">max",">max",">max",">max",">max",">max",">max",">max"]
[null,null,null,null,null,null,null,null,173.29999999991199,">max",">max",">max",">max",">max",">max",">max",">max",">max",">max",">max",">max",">max",">max",">max",">max",">max",">max",">max",">max",">max",">max",">max",">max",">max",">max",">max",">max",null,173.29999999991199,">max",">max",">max",">max",">max",">max",">max",">max",">max",">max",">max",">max",">max",">max",">max",">max",">max",">max",">max",">max",">max",">max",">max",">max",">max",">max",">max",">max"]
[null,null,null,null,null,null,null,null,173.39999999991201,">max",">max",">max",">max",">max",">max",">max",">max",">max",">max",">max",">max",">max",">max",">max",">max",">max",">max",">max",">max",">max",">max",">max",">max",">max",">max",">max",">max",null,173.39999999991201,">max",">max",">max",">max",">max",">max",">max",">max",">max",">max",">max",">max",">max",">max",">max",">max",">max",">max",">max",">max",">max",">max",">max",">max",">max",">max",">max",">max"]
[null,null,null,null,null,null,null,null,173.49999999991201,">max",">max",">max",">max",">max",">max",">max",">max",">max",">max",">max",">max",">max",">max",">max",">max",">max",">max",">max",">max",">max",">max",">max",">max",">max",">max",">max",">max",null,173.49999999991201,">max",">max",">max",">max",">max",">max",">max",">max",">max",">max",">max",">max",">max",">max",">max",">max",">max",">max",">max",">max",">max",">max",">max",">max",">max",">max",">max",">max"]
[null,null,null,null,null,null,null,null,173.599999999912,">max",">max",">max",">max",">max",">max",">max",">max",">max",">max",">max",">max",">max",">max",">max",">max",">max",">max",">max",">max",">max",">max",">max",">max",">max",">max",">max",">max",null,173.599999999912,">max",">max",">max",">max",">max",">max",">max",">max",">max",">max",">max",">max",">max",">max",">max",">max",">max",">max",">max",">max",">max",">max",">max",">max",">max",">max",">max",">max"]
[null,null,null,null,null,null,null,null,173.699999999912,">max",">max",">max",">max",">max",">max",">max",">max",">max",">max",">max",">max",">max",">max",">max",">max",">max",">max",">max",">max",">max",">max",">max",">max",">max",">max",">max",">max",null,173.699999999912,">max",">max",">max",">max",">max",">max",">max",">max",">max",">max",">max",">max",">max",">max",">max",">max",">max",">max",">max",">max",">max",">max",">max",">max",">max",">max",">max",">max"]
[null,null,null,null,null,null,null,null,173.79999999991199,">max",">max",">max",">max",">max",">max",">max",">max",">max",">max",">max",">max",">max",">max",">max",">max",">max",">max",">max",">max",">max",">max",">max",">max",">max",">max",">max",">max",null,173.79999999991199,">max",">max",">max",">max",">max",">max",">max",">max",">max",">max",">max",">max",">max",">max",">max",">max",">max",">max",">max",">max",">max",">max",">max",">max",">max",">max",">max",">max"]
[null,null,null,null,null,null,null,null,173.89999999991201,">max",">max",">max",">max",">max",">max",">max",">max",">max",">max",">max",">max",">max",">max",">max",">max",">max",">max",">max",">max",">max",">max",">max",">max",">max",">max",">max",">max",null,173.89999999991201,">max",">max",">max",">max",">max",">max",">max",">max",">max",">max",">max",">max",">max",">max",">max",">max",">max",">max",">max",">max",">max",">max",">max",">max",">max",">max",">max",">max"]
[null,null,null,null,null,null,null,null,173.99999999991201,">max",">max",">max",">max",">max",">max",">max",">max",">max",">max",">max",">max",">max",">max",">max",">max",">max",">max",">max",">max",">max",">max",">max",">max",">max",">max",">max",">max",null,173.99999999991201,">max",">max",">max",">max",">max",">max",">max",">max",">max",">max",">max",">max",">max",">max",">max",">max",">max",">max",">max",">max",">max",">max",">max",">max",">max",">max",">max",">max"]
[null,null,null,null,null,null,null,null,174.099999999912,">max",">max",">max",">max",">max",">max",">max",">max",">max",">max",">max",">max",">max",">max",">max",">max",">max",">max",">max",">max",">max",">max",">max",">max",">max",">max",">max",">max",null,174.099999999912,">max",">max",">max",">max",">max",">max",">max",">max",">max",">max",">max",">max",">max",">max",">max",">max",">max",">max",">max",">max",">max",">max",">max",">max",">max",">max",">max",">max"]
[null,null,null,null,null,null,null,null,174.199999999912,">max",">max",">max",">max",">max",">max",">max",">max",">max",">max",">max",">max",">max",">max",">max",">max",">max",">max",">max",">max",">max",">max",">max",">max",">max",">max",">max",">max",null,174.199999999912,">max",">max",">max",">max",">max",">max",">max",">max",">max",">max",">max",">max",">max",">max",">max",">max",">max",">max",">max",">max",">max",">max",">max",">max",">max",">max",">max",">max"]
[null,null,null,null,null,null,null,null,174.29999999991199,">max",">max",">max",">max",">max",">max",">max",">max",">max",">max",">max",">max",">max",">max",">max",">max",">max",">max",">max",">max",">max",">max",">max",">max",">max",">max",">max",">max",null,174.29999999991199,">max",">max",">max",">max",">max",">max",">max",">max",">max",">max",">max",">max",">max",">max",">max",">max",">max",">max",">max",">max",">max",">max",">max",">max",">max",">max",">max",">max"]
[null,null,null,null,null,null,null,null,174.39999999991201,">max",">max",">max",">max",">max",">max",">max",">max",">max",">max",">max",">max",">max",">max",">max",">max",">max",">max",">max",">max",">max",">max",">max",">max",">max",">max",">max",">max",null,174.39999999991201,">max",">max",">max",">max",">max",">max",">max",">max",">max",">max",">max",">max",">max",">max",">max",">max",">max",">max",">max",">max",">max",">max",">max",">max",">max",">max",">max",">max"]
[null,null,null,null,null,null,null,null,174.49999999991201,">max",">max",">max",">max",">max",">max",">max",">max",">max",">max",">max",">max",">max",">max",">max",">max",">max",">max",">max",">max",">max",">max",">max",">max",">max",">max",">max",">max",null,174.49999999991201,">max",">max",">max",">max",">max",">max",">max",">max",">max",">max",">max",">max",">max",">max",">max",">max",">max",">max",">max",">max",">max",">max",">max",">max",">max",">max",">max",">max"]
[null,null,null,null,null,null,null,null,174.599999999912,">max",">max",">max",">max",">max",">max",">max",">max",">max",">max",">max",">max",">max",">max",">max",">max",">max",">max",">max",">max",">max",">max",">max",">max",">max",">max",">max",">max",null,174.599999999912,">max",">max",">max",">max",">max",">max",">max",">max",">max",">max",">max",">max",">max",">max",">max",">max",">max",">max",">max",">max",">max",">max",">max",">max",">max",">max",">max",">max"]
[null,null,null,null,null,null,null,null,174.699999999912,">max",">max",">max",">max",">max",">max",">max",">max",">max",">max",">max",">max",">max",">max",">max",">max",">max",">max",">max",">max",">max",">max",">max",">max",">max",">max",">max",">max",null,174.699999999912,">max",">max",">max",">max",">max",">max",">max",">max",">max",">max",">max",">max",">max",">max",">max",">max",">max",">max",">max",">max",">max",">max",">max",">max",">max",">max",">max",">max"]
[null,null,null,null,null,null,null,null,174.79999999991199,">max",">max",">max",">max",">max",">max",">max",">max",">max",">max",">max",">max",">max",">max",">max",">max",">max",">max",">max",">max",">max",">max",">max",">max",">max",">max",">max",">max",null,174.79999999991199,">max",">max",">max",">max",">max",">max",">max",">max",">max",">max",">max",">max",">max",">max",">max",">max",">max",">max",">max",">max",">max",">max",">max",">max",">max",">max",">max",">max"]
[null,null,null,null,null,null,null,null,174.89999999991201,">max",">max",">max",">max",">max",">max",">max",">max",">max",">max",">max",">max",">max",">max",">max",">max",">max",">max",">max",">max",">max",">max",">max",">max",">max",">max",">max",">max",null,174.89999999991201,">max",">max",">max",">max",">max",">max",">max",">max",">max",">max",">max",">max",">max",">max",">max",">max",">max",">max",">max",">max",">max",">max",">max",">max",">max",">max",">max",">max"]
[null,null,null,null,null,null,null,null,174.99999999991201,">max",">max",">max",">max",">max",">max",">max",">max",">max",">max",">max",">max",">max",">max",">max",">max",">max",">max",">max",">max",">max",">max",">max",">max",">max",">max",">max",">max",null,174.99999999991201,">max",">max",">max",">max",">max",">max",">max",">max",">max",">max",">max",">max",">max",">max",">max",">max",">max",">max",">max",">max",">max",">max",">max",">max",">max",">max",">max",">max"]

{"sheet":"DataParse","index":3,"n_rows":11,"n_cols":17,"rows_kept":11,"cut":false,"hidden":false,"merged":[]}
["  Use this when you have the ComFAA results copied to the clipboard, otherwise macro error."]
[]
[]
["Project info Cell B4-OR-->","GA RW"]
["IMPORTANT  Copy Entire Contents of Summary Table (comma separated data) into Cell B5--->","Num","Plane","GWin","ACNin","ADout","6Dt","COV20yr","COVtoF","CDFt","GWcdf","PCNcdf","EVALt","SUBcode","KorCBR","PtoTC","FlexOrRig"]
[null,5,"Falcon-50",38800,13.6,100,7.05,302.738,3.61619,7.07,28248.913,9.5,6,"D",84.5,1,"R"]
[null,4,"Citation-X",36000,12.8,25,6.52,76.951099999999997,7.8296400000000004,7.04,26613.574000000001,9.1,6,"D",84.5,1,"R"]
[null,1,"Single Wheel 10",10000,6.3,1000,5.05,3283.8,64696.9,7.57,5925.6379999999999,3.7,6,"D",84.5,1,"R"]
[null,3,"Citation-525",10500,3.8,50,3.69,83.266400000000004,2565420,7.3,6869.3770000000004,2.4,6,"D",84.5,1,"R"]
[null,6,"KingAir-B-100",11500,2.8,100,3.26,332.28100000000001,131148000,7.09,8312.9249999999993,1.8,6,"D",84.5,1,"R"]
[null,2,"Baron-E-55",5424,1.5,1200,2.75,1900.38,68407500000,6.87,4024.6179999999999,1.1000000000000001,6,"D",84.5,1,"R"]

{"sheet":"FlexChart","index":4,"n_rows":28,"n_cols":19,"rows_kept":28,"cut":false,"hidden":false,"merged":[]}
["GA RW"]
["Num","Plane","GWin","ACNin","ADout","6Dt","COV20yr","COVtoF","CDFt","GWcdf","PCNcdf","EVALt","SUBcode","KorCBR","PtoTC","FlexOrRig",null,null,"% of 10k Coverages"]
[2,"Baron-E-55",5424,2.1,1200,7.09,1900.38,1.01423E+304,16.170000000000002,6140.4260000000004,2.2999999999999998,17.2,"D",4,1,"F",null,null,{"$f":"G3/10000","v":0.19003800000000001}]
[6,"KingAir-B-100",11500,3.2,100,7.01,332.28100000000001,1.01423E+304,15.72,13495.928,3.9,17.2,"D",4,1,"F",null,null,{"$f":"G4/10000","v":3.3228100000000003E-2}]
[3,"Citation-525",10500,4.3,50,7.02,83.266400000000004,122117000,16.75,11074.674000000001,4.5999999999999996,17.2,"D",4,1,"F",null,null,{"$f":"G5/10000","v":8.3266399999999997E-3}]
[1,"Single Wheel 10",10000,7.9,1000,14.44,3283.8,42416.1,16.13,11365.735000000001,9,17.2,"D",4,1,"F",null,null,{"$f":"G6/10000","v":0.32838000000000001}]
[4,"Citation-X",36000,12,25,11.75,76.951099999999997,1751.31,15.61,42774.788,14.5,17.2,"D",4,1,"F",null,null,{"$f":"G7/10000","v":7.6951099999999998E-3}]
[5,"Falcon-50",38800,12.8,100,14.7,302.738,1301.54,15.46,46582.432000000001,15.6,17.2,"D",4,1,"F",null,null,{"$f":"G8/10000","v":3.02738E-2}]
[]
[]
[]
[]
[]
[]
[]
[]
[null,null,{"$f":"IF(N3>=30,\" at k-value= \", \" at CBR= \")","v":" at CBR= "}]
[null,{"$f":"IF(L3>125,125,5)","v":5},{"$f":"MAX(L3,CDFt)+IF(L3>125,125,8)","v":25.2},{"$f":"ROUNDUP(MAX(PCNcdf,ACNin)/10,0)*10+15","v":35}]
[null,{"$f":"IF(L3>125,25,1)","v":1},{"$f":"\"Subgrade code= \"&M3&C17&FIXED(N3,1)&\", t= \"&FIXED(L3,1)","v":"Subgrade code= D at CBR= 4.0, t= 17.2"}]
[]
[]
[]
[]
[]
[null,{"$f":"\"Flexible Pavement Thickness\"&B26","v":"Flexible Pavement Thickness, in."}]
[null,{"$f":"IF(L3>125,\", mm\",\", in.\")","v":", in."}]
[null,{"$f":"\"Airplane Gross Weight, (thousands), \"&B28","v":"Airplane Gross Weight, (thousands), lbs, "}]
[null,{"$f":"IF(L3>125,\"kg, \",\"lbs, \")","v":"lbs, "}]

{"sheet":"RigidChart","index":5,"n_rows":28,"n_cols":19,"rows_kept":28,"cut":false,"hidden":false,"merged":[]}
["GA RW"]
["Num","Plane","GWin","ACNin","ADout","6Dt","COV20yr","COVtoF","CDFt","GWcdf","PCNcdf","EVALt","SUBcode","KorCBR","PtoTC","FlexOrRig",null,null,"% of 10k Coverages"]
[2,"Baron-E-55",5424,1.5,1200,2.75,1900.38,68407500000,6.87,4024.6179999999999,1.1000000000000001,6,"D",84.5,1,"R",null,null,{"$f":"G3/10000","v":0.19003800000000001}]
[6,"KingAir-B-100",11500,2.8,100,3.26,332.28100000000001,131148000,7.09,8312.9249999999993,1.8,6,"D",84.5,1,"R",null,null,3.3228100000000003E-2]
[3,"Citation-525",10500,3.8,50,3.69,83.266400000000004,2565420,7.3,6869.3770000000004,2.4,6,"D",84.5,1,"R",null,null,8.3266399999999997E-3]
[1,"Single Wheel 10",10000,6.3,1000,5.05,3283.8,64696.9,7.57,5925.6379999999999,3.7,6,"D",84.5,1,"R",null,null,0.32838000000000001]
[4,"Citation-X",36000,12.8,25,6.52,76.951099999999997,7.8296400000000004,7.04,26613.574000000001,9.1,6,"D",84.5,1,"R",null,null,7.6951099999999998E-3]
[5,"Falcon-50",38800,13.6,100,7.05,302.738,3.61619,7.07,28248.913,9.5,6,"D",84.5,1,"R",null,null,3.02738E-2]
[]
[]
[]
[]
[]
[]
[]
[]
[null,null,{"$f":"IF(N3>=30,\" at k-value= \", \" at CBR= \")","v":" at k-value= "}]
[null,{"$f":"IF(L3>125,125,5)","v":5},{"$f":"MAX(L3,CDFtr)+IF(L3>125,75,2.5)","v":10.07},{"$f":"ROUNDUP(MAX(ACNinr,PCNcdfr)/10,0)*10+15","v":35}]
[null,{"$f":"IF(L3>125,25,1)","v":1},{"$f":"\"Subgrade code= \"&M3&C17&FIXED(N3,0)&\", t= \"&FIXED(L3,1)","v":"Subgrade code= D at k-value= 85, t= 6.0"}]
[]
[]
[]
[]
[]
[null,{"$f":"\"Rigid Pavement Thickness\"&B26","v":"Rigid Pavement Thickness, in."}]
[null,{"$f":"IF(L3>125,\", mm\",\", in.\")","v":", in."}]
[null,{"$f":"\"Airplane Gross Weight, (thousands), \"&B28","v":"Airplane Gross Weight, (thousands), lbs, "}]
[null,{"$f":"IF(L3>125,\"kg, \",\"lbs, \")","v":"lbs, "}]

{"sheet":"FlexRigidEqns","index":6,"n_rows":68,"n_cols":10,"rows_kept":68,"cut":false,"hidden":false,"merged":[]}
[]
[null,"Table 1","Instructions:>>>>>>>>>>>>>>>>>>>>>>>>>>>>>>>>>>>>>>>>>>>>>>>>>>>>>>",null,null,null,null,null,null,"Instructions:"]
[null,"Rigid ACN-ACN equations--Known Thickness and/or ACN at interior stress 399psi",null,null,null,null,null,null,null,"Enter the ACN value at interior stress 399psi,  The Thickness will be displayed."]
[null,null,null,null,null,null,null,null,null,"Enter the Thickness at interior stress 399psi, ACN value will be displayed"]
[null,"ACN =552","Thickness","y = 0.4652x2 - 1.7939x + 5.8825","Thickness","ACN k=552","y = 1.9656x0.4593"]
[null,{"$f":" 0.4652*C6^2 - 1.7939*C6 + 5.8825","v":{"$error":"#VALUE!"}},"?","R² = 1",{"$f":" 1.9656*F6^0.4593","v":{"$error":"#VALUE!"}},"?","R² = 1","RA"]
[]
[null,"ACN k=295","Thickness","y = 0.4161x2 - 1.6544x + 6.0457","Thickness","ACN k=295","y = 2.036x0.4628"]
[null,{"$f":" 0.4161*C9^2 - 1.6544*C9 + 6.0457","v":{"$error":"#VALUE!"}},"?","R² = 1",{"$f":"ROUND( 2.036*F9^0.4628,2)","v":{"$error":"#VALUE!"}},"?","R² = 1","RB"]
[]
[null,"ACN k-147","Thickness","y = 0.3733x2 - 1.5478x + 6.3908","Thickness","ACN k=147","y = 2.1069x0.4665"]
[null,{"$f":" 0.3733*C12^2 - 1.5478*C12 + 6.3908","v":{"$error":"#VALUE!"}},"?","R² = 1",{"$f":" 2.1069*F12^0.4665","v":{"$error":"#VALUE!"}},"?","R² = 1","RC"]
[]
[null,"ACN k=74","Thickness","y = 0.3373x2 - 1.4188x + 6.417","Thickness","ACN k=74","y = 2.1748x0.4695"]
[null,{"$f":" 0.3373*C15^2 - 1.4188*C15 + 6.417","v":{"$error":"#VALUE!"}},"?","R² = 1",{"$f":" 2.1748*F15^0.4695","v":{"$error":"#VALUE!"}},"?","R² = 1","RD"]
[]
[]
[]
[null,"Table 2","Instructions:>>>>>>>>>>>>>>>>>>>>>>>>>>>>>>>>>>>>>>>>>>>>>>>>>>>>>>",null,null,null,null,null,null,"Instructions:"]
[null,"OVERLOAD","OVERLOAD","OVERLOAD","OVERLOAD","OVERLOAD","OVERLOAD",null,null,"Enter the ACN value at interior stress 399psi, i.e. the PCN value. "]
[null,"1.05xRigid","1.05xRigid","Rigid at interior stress 399psi","Rigid","Rigid","Rigid at 650psi",null,null,"The Overload Thickness will be displayed.  Then,"]
[null,null,null,null,null,"ENTER",null,null,null,"Use the thickness and corresponding k-value in COMFAA's"]
[null,"PCN =552","Thickness","y = 0.4652x2 - 1.7939x + 5.8825","Thickness","PCN k=552","y = 1.9656x0.4593",null,null,"computational mode MGW to get tolerable Overload gross weight"]
[1,{"$f":" 0.4652*C24^2 - 1.7939*C24 + 5.8825","v":{"$error":"#VALUE!"}},{"$f":"E25","v":{"$error":"#VALUE!"}},"R² = 1",{"$f":" 1.9656*F24^0.4593","v":{"$error":"#VALUE!"}},"?","R² = 1","RA",null,"of the aircraft under question"]
[null,null,null,null,{"$f":" 1.9656*F25^0.4593","v":{"$error":"#VALUE!"}},{"$f":"ROUND(F24*1.05,2)","v":{"$error":"#VALUE!"}}]
[null,"PCN k=295","Thickness","y = 0.4161x2 - 1.6544x + 6.0457","Thickness","PCN k=295","y = 2.036x0.4628"]
[2,{"$f":" 0.4161*C27^2 - 1.6544*C27 + 6.0457","v":{"$error":"#VALUE!"}},{"$f":"E28","v":{"$error":"#VALUE!"}},"R² = 1",{"$f":"ROUND( 2.036*F27^0.4628,2)","v":{"$error":"#VALUE!"}},"?","R² = 1","RB"]
[null,null,null,null,{"$f":"ROUND( 2.036*F28^0.4628,2)","v":{"$error":"#VALUE!"}},{"$f":"ROUND(F27*1.05,2)","v":{"$error":"#VALUE!"}}]
[null,"PCN k-147","Thickness","y = 0.3733x2 - 1.5478x + 6.3908","Thickness","PCN k=147","y = 2.1069x0.4665"]
[3,{"$f":" 0.3733*C30^2 - 1.5478*C30 + 6.3908","v":{"$error":"#VALUE!"}},{"$f":"E31","v":{"$error":"#VALUE!"}},"R² = 1",{"$f":" 2.1069*F30^0.4665","v":{"$error":"#VALUE!"}},"?","R² = 1","RC"]
[null,null,null,null,{"$f":" 2.1069*F31^0.4665","v":{"$error":"#VALUE!"}},{"$f":"ROUND(F30*1.05,2)","v":{"$error":"#VALUE!"}}]
[null,"PCN k=74","Thickness","y = 0.3373x2 - 1.4188x + 6.417","Thickness","PCN k=74","y = 2.1748x0.4695"]
[4,{"$f":" 0.3373*C33^2 - 1.4188*C33 + 6.417","v":{"$error":"#VALUE!"}},{"$f":"E34","v":{"$error":"#VALUE!"}},"R² = 1",{"$f":" 2.1748*F33^0.4695","v":{"$error":"#VALUE!"}},"?","R² = 1","RD"]
[null,null,null,null,{"$f":" 2.1748*F34^0.4695","v":{"$error":"#VALUE!"}},{"$f":"ROUND(F33*1.05,2)","v":{"$error":"#VALUE!"}}]
[]
[]
[null,"Table 3","Instructions:>>>>>>>>>>>>>>>>>>>>>>>>>>>>>>>>>>>>>>>>>>>>>>>>>>>>>>",null,null,null,null,null,null,"Instructions:"]
[null,"Flexible ACN-PCN equations--Known Thickness and/or ACN",null,null,null,null,null,null,null,"Enter the ACN value, Thickness will be displayed"]
[null,null,null,null,null,null,null,null,null,"Enter the Thickness, ACN value will be displayed"]
[null,"ACN CBR=15","Thickness","ACN=0.1401x2+0.0011x-0.0063","Thickness","ACN CBR 15","Thick. = 2.6711x0.5"]
[null,{"$f":"0.1401*C41^2+0.0011*C41-0.0063","v":{"$error":"#VALUE!"}},"?","R² = 1",{"$f":" 2.6711*F41^0.5","v":{"$error":"#VALUE!"}},"?","R² = 1","FA"]
[null,null,null,null,null,null,null,null,null,"of the aircraft under question"]
[null,"ACN CBR=10","Thickness","ACN=0.0859x2 -0.0059x+0.0403","Thickness","ACN CBR 10","Thick. = 3.4198x0.4997"]
[null,{"$f":"0.0859*C44^2 - 0.0059*C44 + 0.0403","v":{"$error":"#VALUE!"}},"?","R² = 1",{"$f":" 3.4198*F44^0.4997","v":{"$error":"#VALUE!"}},"?","R² = 1","FB"]
[]
[null,"ACN CBR=6","Thickness","ACN=0.0483x2-0.0046x+0.0375","Thickness","ACN CBR 6","Thick. = 4.5597x0.4997"]
[null,{"$f":" 0.0483*C47^2 - 0.0046*C47 + 0.0375","v":{"$error":"#VALUE!"}},"?","R² = 1",{"$f":" 4.5597*F47^0.4997","v":{"$error":"#VALUE!"}},"?","R² = 1","FC"]
[]
[null,"ACN CBR=3","Thickness","ACN=0.0231x2-0.0015x+0.0154","Thickness","ACN CBR 3","Thick. = 6.5938x0.4998"]
[null,{"$f":" 0.0231*C50^2 - 0.0015*C50 + 0.0154","v":{"$error":"#VALUE!"}},"?","R² = 1",{"$f":" 6.5938*F50^0.4998","v":{"$error":"#VALUE!"}},"?","R² = 1","FD"]
[]
[]
[]
[null,"Table 4","Instructions:>>>>>>>>>>>>>>>>>>>>>>>>>>>>>>>>>>>>>>>>>>>>>>>>>>>>>>",null,null,null,null,null,null,"Instructions:"]
[null,"OVERLOAD","OVERLOAD","OVERLOAD","OVERLOAD","OVERLOAD","OVERLOAD",null,null,"Enter the PCN value and the Overload Thickness will be displayed"]
[null,"1.1xFlexible","1.1xFlexible","Flexible","Flexible","Flexible","Flexible",null,null,"then"]
[null,"PCN CBR=15","Thickness","PCN = 0.1401x2 + 0.0011x - 0.0063","Thickness","PCN CBR 15","Thick. = 2.6711x0.5",null,null,"Use the thickness and corresponding CBR in COMFAA's"]
[5,{"$f":"0.1401*C58^2+0.0011*C58-0.0063","v":{"$error":"#VALUE!"}},{"$f":"E59","v":{"$error":"#VALUE!"}},"R² = 1",{"$f":" 2.6711*F58^0.5","v":{"$error":"#VALUE!"}},"?","R² = 1","FA",null,"computational mode MGW to get tolerable Overload gross weight"]
[null,null,null,null,{"$f":" 2.6711*F59^0.5","v":{"$error":"#VALUE!"}},{"$f":"ROUND(F58*1.1,2)","v":{"$error":"#VALUE!"}},null,null,null,"of the aircraft under question"]
[null,"PCN CBR=10","Thickness","PCN = 0.0859x2  - 0.0059x + 0.0403","Thickness","PCN CBR 10","Thick. = 3.4198x0.4997",null,null,"of the aircraft under question"]
[6,{"$f":"0.0859*C61^2 - 0.0059*C61 + 0.0403","v":{"$error":"#VALUE!"}},{"$f":"E62","v":{"$error":"#VALUE!"}},"R² = 1",{"$f":" 3.4198*F61^0.4997","v":{"$error":"#VALUE!"}},"?","R² = 1","FB"]
[null,null,null,null,{"$f":" 3.4198*F62^0.4997","v":{"$error":"#VALUE!"}},{"$f":"ROUND(F61*1.1,2)","v":{"$error":"#VALUE!"}}]
[null,"PCN CBR=6","Thickness","PCN = 0.0483x2 - 0.0046x + 0.0375","Thickness","PCN CBR 6","Thick. = 4.5597x0.4997"]
[7,{"$f":" 0.0483*C64^2 - 0.0046*C64 + 0.0375","v":{"$error":"#VALUE!"}},{"$f":"E65","v":{"$error":"#VALUE!"}},"R² = 1",{"$f":" 4.5597*F64^0.4997","v":{"$error":"#VALUE!"}},"?","R² = 1","FC"]
[null,null,null,null,{"$f":" 4.5597*F65^0.4997","v":{"$error":"#VALUE!"}},{"$f":"ROUND(F64*1.1,2)","v":{"$error":"#VALUE!"}}]
[null,"PCN CBR=3","Thickness","PCN = 0.0231x2 - 0.0015x + 0.0154","Thickness","PCN CBR 3","Thick. = 6.5938x0.4998"]
[8,{"$f":" 0.0231*C67^2 - 0.0015*C67 + 0.0154","v":{"$error":"#VALUE!"}},{"$f":"E68","v":{"$error":"#VALUE!"}},"R² = 1",{"$f":" 6.5938*F67^0.4998","v":{"$error":"#VALUE!"}},"?","R² = 1","FD"]
[null,null,null,null,{"$f":" 6.5938*F68^0.4998","v":{"$error":"#VALUE!"}},{"$f":"ROUND(F67*1.1,2)","v":{"$error":"#VALUE!"}}]

{"sheet":"Guidance","index":7,"n_rows":75,"n_cols":12,"rows_kept":75,"cut":false,"hidden":false,"merged":[[15,1,15,7],[35,1,38,7],[0,8,1,11],[7,1,10,3],[3,1,6,3]]}
["1-->","ColumnA labels in Flex PCN are changeable Cols-F & Z adopt Col-A contents",null,null,null,null,null,null,"7--> Insert Layer Factors for FAA and Alt Std.  inserted factors used in Flex PCN Check Box"]
["2-->","ColumnD labels in Rigid PCN are changeable, Col-AB adopts Col-D contents"]
[null,null,null,null,null,null,null,null,null,null,"FAA Std","Alt Std"]
["3-->","If you Unhide all Columns in the Flex PCN tab, Ctrl+H Hides the colunns properly",null,null,null,null,null,"Pavement Layer",null,null,"2base","2base"]
[null,null,null,null,"5-->","These layers are",null,"Surface HMA",null,"P-401/3 P 403",1.6,1.5]
[null,null,null,null,null,"Coverted to equiv",null,"Stabilized Base 1",null,"P-306  ECONOCRTE",1.2,1.1000000000000001]
[null,null,null,null,null,"Thickness of CA",null,"Stabilized Base 2",null,"P-304  CEM. TRTD",1.2,1.1000000000000001]
["4-->","If you Unhide all Columns in the Rigid PCN tab, Ctrl+Shft+H Hides the colunns properly",null,null,null,null,null,"Crushed Agg. (CA)",null,"P-209  Cr AGG",1,1]
[null,null,null,null,null,null,null,null,null,"P-208  Agg, P-211",1,1]
[null,null,null,null,null,null,null,null,null,null,"base2subbase","base2subbase"]
[null,null,null,null,null,null,null,null,null,"P-209  Cr AGG",1.4,1.3]
[null,null,null,null,"6-->","These layers are",null,"Uncrushed Agg Base",null,"P-208  Agg, P-211",1.2,1.1000000000000001]
[null,null,null,null,null,"Coverted to equiv",null,"Stabilized Subbase",null,"P-301  SOIL-CEM.",1.2,1.1000000000000001]
[null,null,null,null,null,"Subbase Thickness",null,"Uncrush Agg Subbase",null,"P-154  Subbase",1,1]
[]
[null,"AC 150/5335-5, FAA Flexible Pavement Layer Equivalency Factors  (See Note)",null,null,null,null,null,null,null,"8---> ","Hot Mix to PCC"]
[]
[]
[null,null,null,null,null,null,null,null,null,null,"ENTER data in Cells with white backgroun only"]
[]
[]
[]
[]
[]
[]
[]
[]
[]
[]
[]
[]
[]
[]
[]
[]
[null,"Note.  Engineering judgment may be used to adjust recommended factors for all Structural Items within the ranges shown in the table.  Incdlude justification for higher or lower conversion factors when reporting PCN values. "]
[]
[]
[]
[]
[null,null,null,null,null,null,null,null,null,null,"ENTER data in Cells with white backgroun only"]
[]
[]
[]
[]
[]
[null,"h-over","h-exist","C-crack"]
[null,5.61,5.75,1]
[]
[null,"h-design"]
[null,{"$f":"(B48^2+C48^2*D48)^0.5","v":8.0333430152085512}]
[]
[]
[]
[]
[]
[]
[]
[]
[]
[]
[]
[]
[]
[]
[]
[]
[]
[]
[]
[null,"h-over","h-exist","C-crack"]
[null,5.61,5.75,1]
[]
[null,"h-design"]
[null,{"$f":"(B72^1.4+D72*C72^1.4)^(1/1.4)","v":9.3192927194345589}]